## Overview of the model
HumeLink RIT-T PADR economic assessment
Legend applied throughout the model
Table Row Name
Input Cell
Calculation cell
Parameter Cell
Output Cell

## Interface and charts
Interface and charts
User Interface
| Scenarios | [5 empty] | Scenario weighting | Central | Step change | Slow change | Fast change
| Scenario selection | [6 empty] | Scenario 1 | Scenario 2 | Scenario 3 | Scenario 4
| Scenario |  | Scenario 1 |  |  |  | Weighting | 0.25 | 0.25 | 0.25 | 0.25
Inputs
| General |  |  |  | Unit | Value | Selection | Scenario 1 | Scenario 2 | Scenario 3 | Scenario 4
Base | Commercial discount rate |  |  |  | Percent | 5.9% | Base | Base | Base | Base | Base
Low | Capital cost |  |  |  | Percent | 100% | Base | Base | Base | Base | Base
High | Operating and maintenance cost |  |  |  | Percent | 100% | Base | Base | Base | Base | Base
Charts
| Scenario 1 | Central | [7 empty] | Scenario 2 | Step change |  |  | Scenario 3 | Slow change |  |  | Scenario 4 | Fast change |  |  | Weighted scenario and summary
| Summary of the estimated net market benefits | [8 empty] | Summary of the estimated net market benefits |  |  |  | Summary of the estimated net market benefits |  |  |  | Summary of the estimated net market benefits |  |  |  | Summary of the estimated net market benefits
| Scenario 1 | Central | [7 empty] | Scenario 2 | Step change |  |  | Scenario 3 | Slow change |  |  | Scenario 4 | Fast change |  |  | Scenario summary
| Scenario 1 | Central | Option 3C | Cumulative, PV | [5 empty] | Scenario 2 | Step change | Option 3C | Cumulative, PV | Scenario 3 | Slow change | Option 3C | Cumulative, PV | Scenario 4 | Fast change | Option 3C | Cumulative, PV

## Chart tables
Chart tables
Summary of the estimated net market benefits
|  | Route 1 |  |  | Route 2 |  |  | Route 3 |  |  | Route 4
Scenario | $ | Option 1A | Option 1B | Option 1C | Option 2A | Option 2B | Option 2C | Option 3A | Option 3B | Option 3C | Option 4A | Option 4B | Option 4C | Preferred
Scenario 1 | Central | 333648454.0232 | 539815381.4411 | 451576298.8649 | 762794109.3591 | 952860883.7712 | 1154773869.9201 | 782357141.0181 | 1096480906.4245 | 1168026436.1891 | 656308249.1944 | 969602303.3747 | 967802642.5009 | Option 3C
Scenario 2 | Step change | 455416352.6746 | 711097159.849 | 637013050.84 | 906926533.0818 | 1186798462.844 | 1399206540.3677 | 918330869.222 | 1369017781.8828 | 1421667038.3891 | 830725646.48 | 1220169676.8472 | 1241409340.0526 | Option 3C
Scenario 3 | Slow change | 238863408.4103 | 341456573.3131 | 229413528.491 | 119106074.0481 | 171039401.5372 | 366065327.7151 | 165892333.3522 | 261148086.6914 | 380387916.1976 | -11080596.4068 | 123152308.0636 | 90607403.468 | Option 3C
Scenario 4 | Fast change | 387327188.5045 | 657720870.5917 | 587454818.1974 | 952693007.3132 | 1230724129.9719 | 1422051115.8175 | 966472497.1388 | 1398957892.0327 | 1438523599.7946 | 879329266.1975 | 1291398512.9491 | 1279265400.9398 | Option 3C
| Weighted | 353813850.9031 | 562522496.2987 | 476364424.0984 | 685379930.9506 | 885355719.531 | 1085524213.4551 | 708263210.1827 | 1031401166.7579 | 1102151247.6426 | 588820641.3663 | 901080700.3086 | 894771196.7403 | Option 3C
Breakdown of estimated gross market benefits
|  | Route 1 |  |  | Route 2 |  |  | Route 3 |  |  | Route 4
Central |  | Option 1A | Option 1B | Option 1C | Option 2A | Option 2B | Option 2C | Option 3A | Option 3B | Option 3C | Option 4A | Option 4B | Option 4C
Transmission capex |  | -583074285.7545 | -756473955.4473 | -779077264.9743 | -917815620.1765 | -1145291955.1863 | -1020058372.5501 | -743397847.8999 | -975780767.9847 | -995649583.2765 | -958245336.2364 | -1301672387.0653 | -1362642802.7465
Transmission opex |  | -74989777.3036 | -97377688.7216 | -99986369.7381 | -117436821.0603 | -146861608.4407 | -130831221.5346 | -95647338.5985 | -125256380.0983 | -127812765.0897 | -123176416.96 | -166662515.0609 | -174347660.2046
Avoided unserved energy |  | -7479591.0872 | 9443858.7931 | -18656837.4866 | 115783826.4813 | 130332377.4394 | 153261804.5721 | 60032699.7699 | 92398649.1673 | 136242204.8298 | 60921757.4655 | 115149978.1755 | 139854366.2078
Avoided REZ transmission capex |  | -970490.6881 | 9894057.9337 | 9895301.5573 | 18795164.2947 | 15879000.062 | 15871585.2369 | 24988547.3339 | 18094882.9939 | 18094737.2032 | 22649280.0682 | 23667871.1638 | 23729353.9534
Avoided fuel costs |  | 65063853.3187 | 145797411.8417 | 241834745.7958 | 1138613243.2932 | 1367350239.317 | 1316168071.8347 | 1046892270.9326 | 1387885807.0945 | 1312735856.947 | 1156435915.2245 | 1437301920.7962 | 1371693999.1432
Avoided voluntary load curtailment |  | 24090427.9426 | 55055491.4452 | 59214461.7548 | 28673317.6323 | 57108913.5591 | 63737122.5638 | 25917108.782 | 54477328.3582 | 61765342.7425 | 26424151.3974 | 60030856.0254 | 65912586.3262
Avoided generation/storage costs (excl. fuel costs) |  | 911008317.5953 | 1173476205.5963 | 1038352261.9561 | 496180998.8943 | 674343917.0206 | 756624879.7974 | 463571700.698 | 644661386.8936 | 762650642.8329 | 471298898.2352 | 801786579.3401 | 903602799.8213
NPV |  | 333648454.0232 | 539815381.4411 | 451576298.8649 | 762794109.3591 | 952860883.7712 | 1154773869.9201 | 782357141.0181 | 1096480906.4245 | 1168026436.1891 | 656308249.1944 | 969602303.3747 | 967802642.5009
|  | Route 1 |  |  | Route 2 |  |  | Route 3 |  |  | Route 4
Step change |  | Option 1A | Option 1B | Option 1C | Option 2A | Option 2B | Option 2C | Option 3A | Option 3B | Option 3C | Option 4A | Option 4B | Option 4C
Transmission capex |  | -583074285.7545 | -772059865.5876 | -779077264.9743 | -917815620.1765 | -1173000239.8801 | -1020058372.5501 | -743397847.8999 | -998464230.3928 | -995649583.2765 | -958245336.2364 | -1348542432.8845 | -1362642802.7465
Transmission opex |  | -74989777.3036 | -99599028.6662 | -99986369.7381 | -117436821.0603 | -150810657.2311 | -130831221.5346 | -95647338.5985 | -128408024.806 | -127812765.0897 | -123176416.96 | -173174648.4028 | -174347660.2046
Avoided unserved energy |  | 56630018.259 | 64796131.3482 | 12106076.0547 | 136339671.1366 | 159361553.721 | 189063409.3022 | 99173013.1688 | 136657751.299 | 172713166.1126 | 96899090.0782 | 155179827.97 | 177551500.6897
Avoided REZ transmission capex |  | 27075280.5098 | 59712459.5368 | 52210770.3145 | 120211861.8217 | 180825012.9761 | 182694322.9858 | 118235971.893 | 177116062.3226 | 179704892.6439 | 126975594.7557 | 208220961.9096 | 210688657.5995
Avoided fuel costs |  | 183083804.6693 | 298693549.5282 | 308360433.0968 | 980105346.5673 | 1148215871.4193 | 1137994661.6789 | 892018343.0072 | 1169606999.2352 | 1155553318.5851 | 986965946.4875 | 1209433379.4399 | 1194061957.6821
Avoided voluntary load curtailment |  | 48595042.284 | 105571952.3563 | 98347724.0381 | 52605699.0028 | 94021784.5768 | 95313286.0742 | 44668495.6283 | 93773137.0339 | 94475940.8113 | 45984698.3231 | 130207563.2082 | 130622671.523
Avoided generation/storage costs (excl. fuel costs) |  | 798096270.0105 | 1053981961.3333 | 1045051682.0483 | 652916395.7902 | 928185137.262 | 945030454.4113 | 603280232.023 | 918736087.191 | 942682068.6024 | 655322070.032 | 1038845025.6067 | 1065475015.5095
NPV |  | 455416352.6746 | 711097159.849 | 637013050.84 | 906926533.0818 | 1186798462.844 | 1399206540.3677 | 918330869.222 | 1369017781.8828 | 1421667038.3891 | 830725646.48 | 1220169676.8472 | 1241409340.0526
|  | Route 1 |  |  | Route 2 |  |  | Route 3 |  |  | Route 4
Slow change |  | Option 1A | Option 1B | Option 1C | Option 2A | Option 2B | Option 2C | Option 3A | Option 3B | Option 3C | Option 4A | Option 4B | Option 4C
Transmission capex |  | -583074285.7545 | -731360764.8403 | -779077264.9743 | -917815620.1765 | -1100646282.9961 | -1020058372.5501 | -743397847.8999 | -939265851.9005 | -995649583.2765 | -958245336.2364 | -1226222891.783 | -1362642802.7465
Transmission opex |  | -74989777.3036 | -93932470.11 | -99986369.7381 | -117436821.0603 | -140736775.3535 | -130831221.5346 | -95647338.5985 | -120368292.1537 | -127812765.0897 | -123176416.96 | -156562429.7297 | -174347660.2046
Avoided unserved energy |  | -24903616.8025 | 8306193.0907 | -68774195.7771 | 104985512.0668 | 132652784.1392 | 184052429.5647 | 33372283.7902 | 73871131.4277 | 161149273.2423 | 35802152.8252 | 128466566.0691 | 168552489.0982
Avoided REZ transmission capex |  | -7977065.6352 | -9121651.3825 | -9124941.4581 | 4001630.9649 | -820208.7057 | -830527.2726 | -2124657.2861 | -830539.4388 | -849186.1356 | -1891402.222 | 3265696.9371 | 3253118.4027
Avoided fuel costs |  | 29460922.1805 | 84617954.4654 | 107287427.066 | 57397218.1041 | 103181897.1322 | 68814196.1043 | 105566150.5334 | 156217781.4478 | 70960128.6914 | 132353250.9633 | 144002191.1041 | 71564897.9231
Avoided voluntary load curtailment |  | 4747429.6316 | 5299961.5944 | 13356339.8489 | 6367757.6052 | 10214758.0674 | 19313385.0187 | 7143780.7259 | 10549529.195 | 18733955.8299 | 8779174.3271 | 10499221.6764 | 19084968.3873
Avoided generation/storage costs (excl. fuel costs) |  | 895599802.0939 | 1077647350.4954 | 1065732533.5237 | 981606396.5439 | 1167193229.2536 | 1245605438.3847 | 860979962.0871 | 1080974328.114 | 1253856092.9358 | 895297980.896 | 1219703953.7895 | 1365142392.6079
NPV |  | 238863408.4103 | 341456573.3131 | 229413528.491 | 119106074.0481 | 171039401.5372 | 366065327.7151 | 165892333.3522 | 261148086.6915 | 380387916.1976 | -11080596.4068 | 123152308.0636 | 90607403.468
|  | Route 1 |  |  | Route 2 |  |  | Route 3 |  |  | Route 4
Fast change |  | Option 1A | Option 1B | Option 1C | Option 2A | Option 2B | Option 2C | Option 3A | Option 3B | Option 3C | Option 4A | Option 4B | Option 4C
Transmission capex |  | -583074285.7545 | -761414041.1117 | -779077264.9743 | -917815620.1765 | -1154074329.7008 | -1020058372.5501 | -743397847.8999 | -982969034.2616 | -995649583.2765 | -958245336.2364 | -1316525250.517 | -1362642802.7465
Transmission opex |  | -74989777.3036 | -98076117.6525 | -99986369.7381 | -117436821.0603 | -148103259.8734 | -130831221.5346 | -95647338.5985 | -126247313.4533 | -127812765.0897 | -123176416.96 | -168710046.0293 | -174347660.2046
Avoided unserved energy |  | 61840165.7459 | 87483122.333 | 45139356.2102 | 153503091.7102 | 173162870.597 | 196315250.7093 | 110016234.892 | 151340516.9441 | 181714988.9905 | 108680668.9027 | 168536649.5124 | 186741667.7872
Avoided REZ transmission capex |  | 22164817.417 | 24028542.6246 | 16379512.1505 | 122514781.369 | 148667333.5529 | 149836528.8793 | 119083123.473 | 150959525.2099 | 151388567.7692 | 139589360.3769 | 171430098.295 | 172144995.4144
Avoided fuel costs |  | 136590461.2322 | 261606906.2311 | 267340126.6474 | 966326640.013 | 1113934091.8745 | 1097758821.9214 | 898974036.5413 | 1110394888.1556 | 1109444620.9394 | 969143273.1508 | 1154930646.3175 | 1154612348.3195
Avoided voluntary load curtailment |  | 37321510.0432 | 65271314.1629 | 64122249.1332 | 40071355.6191 | 66625540.4817 | 68848778.9282 | 39248463.8062 | 61820736.7503 | 65775735.6315 | 37702622.3368 | 87707340.0905 | 89978183.3442
Avoided generation/storage costs (excl. fuel costs) |  | 787474297.1243 | 1078821144.0043 | 1073537208.7684 | 705529579.8386 | 1030511883.0399 | 1060181329.4642 | 638195824.9246 | 1033658572.6877 | 1053662034.8302 | 705635094.6266 | 1194029075.28 | 1212778669.0257
NPV |  | 387327188.5045 | 657720870.5917 | 587454818.1974 | 952693007.3132 | 1230724129.9719 | 1422051115.8175 | 966472497.1388 | 1398957892.0327 | 1438523599.7946 | 879329266.1975 | 1291398512.9491 | 1279265400.9398
Cumulative breakdown of gross market benefits, PV |  |  | Option 3C
Period |  | 1 | 0.94429 | 0.89168 | 0.842 | 0.79509 | 0.75079 | 0.70896 | 0.66947 | 0.63217 | 0.59695 | 0.56369 | 0.53229 | 0.50263 | 0.47463 | 0.44818 | 0.42321 | 0.39964 | 0.37737 | 0.35635 | 0.33649 | 0.31775 | 0.30004 | 0.28333 | 0.26754 | 0.25264 | 0.23856
Scenario 1 |  | 2019-20 | 2020-21 | 2021-22 | 2022-23 | 2023-24 | 2024-25 | 2025-26 | 2026-27 | 2027-28 | 2028-29 | 2029-30 | 2030-31 | 2031-32 | 2032-33 | 2033-34 | 2034-35 | 2035-36 | 2036-37 | 2037-38 | 2038-39 | 2039-40 | 2040-41 | 2041-42 | 2042-43 | 2043-44 | 2044-45
Avoided unserved energy |  | 0 | -53.8244 | -245.5351 | -386.1492 | -35580970.894 | 71245209.4097 | 71244942.8392 | 84454364.4791 | 84454105.9225 | 117179273.4487 | 120665831.9344 | 120760561.1451 | 123318574.8172 | 123318287.6678 | 126172608.9097 | 133316541.7483 | 133843092.9925 | 133842802.4168 | 134879162.9745 | 134878864.8412 | 134878560.7578 | 134878260.7139 | 134877956.1367 | 134850669.201 | 136242511.6203 | 136242204.8298
Avoided REZ transmission capex |  | 0 | -1428.7063 | -1659.6509 | -1732.0629 | -1937.1961 | -2153.4245 | -2408.6516 | -2430.7439 | -2566.66 | -2860.9552 | 121411566.5644 | 121411932.2444 | 133512833.9418 | 145693631.1943 | 129256159.0699 | 133449827.6749 | 64378839.9743 | 100866743.7032 | 23869994.8419 | 31300925.1557 | 28243499.2241 | 28243481.5215 | 21229423.5398 | 16954257.0488 | 18005388.1557 | 18094737.2032
Avoided fuel costs |  | 0 | -586.4023 | -1103.5755 | -2092.0836 | -36445237.1091 | -64094266.4942 | -89048103.8546 | -104262241.6338 | -119888586.3716 | -134627480.7631 | -169704448.2765 | -170132911.2955 | -169633793.5908 | -158007326.1267 | -140600059.5483 | -124243839.7923 | -61079023.0553 | 2373939.2837 | 209191261.952 | 392315044.2014 | 566306467.7949 | 725725646.6025 | 874912328.6542 | 1035125456.2897 | 1171207334.5429 | 1312735856.947
Avoided voluntary load curtailment |  | 0 | -758.2625 | -1488.5468 | -2112.4689 | -6230417.0864 | -2405333.3549 | -2321214.7653 | 7645144.0262 | 7783917.4851 | 19062247.5517 | 29981978.1114 | 33617838.2687 | 35722352.4399 | 40224254.4223 | 40506908.0732 | 43807911.3718 | 47561276.9996 | 51426585.7595 | 64419959.998 | 64377444.3731 | 64116115.0217 | 61730466.6757 | 61946602.8494 | 62011326.2163 | 63917443.0836 | 61765342.7425
Avoided generation/storage costs (excl. fuel costs) |  | 0 | -27873.4655 | -32330.0725 | -44101.2332 | 597526952.0162 | 999173901.4745 | 1019290077.6883 | 1035383316.2133 | 1003087082.82 | 1183929922.4708 | 1607316350.4365 | 1203117787.585 | 1592158018.6909 | 1521996293.0059 | 1452272348.7828 | 1450860343.7727 | 1348297096.2979 | 1356558159.5157 | 851304936.6358 | 791545628.1916 | 771344513.3881 | 788178912.2533 | 790373859.9274 | 734340462.666 | 765058152.5024 | 762650642.8329
Scenario 2 |  | 2019-20 | 2020-21 | 2021-22 | 2022-23 | 2023-24 | 2024-25 | 2025-26 | 2026-27 | 2027-28 | 2028-29 | 2029-30 | 2030-31 | 2031-32 | 2032-33 | 2033-34 | 2034-35 | 2035-36 | 2036-37 | 2037-38 | 2038-39 | 2039-40 | 2040-41 | 2041-42 | 2042-43 | 2043-44 | 2044-45
Avoided unserved energy |  | 0 | -33.05 | -203.3606 | -380.1806 | -532.0427 | 110682136.9117 | 110681968.1783 | 147838931.5559 | 147838760.2385 | 167555254.9454 | 167555088.0932 | 167554920.9556 | 167554757.0982 | 167554593.8265 | 167554428.8947 | 168813793.5334 | 169379147.4382 | 169378983.6591 | 172714222.8914 | 172714067.0949 | 172713913.6233 | 172713761.5011 | 172713612.7541 | 172713464.803 | 172713314.7366 | 172713166.1126
Avoided REZ transmission capex |  | 0 | -849.8584 | -823.9997 | -850.1017 | -1226.1792 | 20235001.9446 | 20235128.8492 | 90921789.7839 | 142168984.1272 | 188520084.6197 | 211976251.7545 | 217415334.1505 | 217415333.1452 | 205865881.5198 | 193903976.5371 | 192168727.019 | 230414209.0032 | 249178633.2127 | 178189677.3656 | 183454026.9257 | 181061266.6523 | 194756467.3558 | 184142872.7896 | 181490214.287 | 179013089.0383 | 179704892.6439
Avoided fuel costs |  | 0 | -3876.2984 | -7660.5801 | -11773.7503 | -30956.0859 | -7844809.9314 | 2436083.9662 | 9762514.8761 | 7632801.8678 | 6625093.0856 | 7442584.6371 | -1330764.024 | 11502383.7557 | 23290194.5274 | 42019457.093 | 54760445.6286 | 89270271.8557 | 129201327.1804 | 320422227.2483 | 479590784.5691 | 627516024.2568 | 746822917.6423 | 869245165.0946 | 957588007.8347 | 1057229153.1699 | 1155553318.5851
Avoided voluntary load curtailment |  | 0 | -932.9556 | -1850.4923 | -2688.2824 | -3651.9312 | 13325466.2829 | 14628592.6205 | 33495963.4527 | 33572992.4578 | 40094875.2527 | 42552229.2086 | 47748597.5108 | 51329136.1911 | 59601021.9988 | 62817403.0339 | 67321212.5777 | 72282012.1368 | 77300524.4426 | 90602376.5998 | 90768261.5319 | 91720821.4212 | 89492782.5484 | 90247457.0513 | 91999053.8015 | 96066530.4878 | 94475940.8113
Avoided generation/storage costs (excl. fuel costs) |  | 0 | -20610.9537 | -21243.1535 | -30084.154 | -823319.7636 | 487188039.1606 | 377915496.5352 | 1404696699.5986 | 1253249612.3124 | 1293853672.4385 | 1201336926.1208 | 1423662193.3248 | 1384491200.507 | 1336076231.0044 | 1351016372.5458 | 1357238196.618 | 1327443267.5054 | 1190693576.3893 | 760219419.4255 | 841590047.6775 | 797954485.4434 | 889603083.8037 | 1048016849.7952 | 1008907894.8864 | 950912341.7976 | 942682068.6024
Scenario 3 |  | 2019-20 | 2020-21 | 2021-22 | 2022-23 | 2023-24 | 2024-25 | 2025-26 | 2026-27 | 2027-28 | 2028-29 | 2029-30 | 2030-31 | 2031-32 | 2032-33 | 2033-34 | 2034-35 | 2035-36 | 2036-37 | 2037-38 | 2038-39 | 2039-40 | 2040-41 | 2041-42 | 2042-43 | 2043-44 | 2044-45
Avoided unserved energy |  | 0 | -23324581.6808 | -23324659.2568 | -28956457.4542 | -71804756.527 | 41824187.728 | 41824107.6151 | 63812800.981 | 63812720.6957 | 114800024.0698 | 114799945.1532 | 114799864.7781 | 114897758.5211 | 148626686.6906 | 150546490.5064 | 151752159.7981 | 151179109.7026 | 152386152.7884 | 150796741.8255 | 150796664.7685 | 151217718.3033 | 146111040.6132 | 150441146.1887 | 158304064.8867 | 160416837.305 | 161149273.2423
Avoided REZ transmission capex |  | 0 | -351.2748 | -442.2259 | -479.274 | -554.0124 | -575.0346 | -588.5049 | -602.5637 | -617.7357 | -629.0777 | -643.17 | -674.0425 | -695.153 | -715.0873 | -752.2866 | -782.3348 | 3002374.9441 | 5199004.0181 | 3589732.7856 | 1316415.9379 | 9116368.7706 | 8501017.6866 | -3730775.5315 | -2529082.0632 | -1299049.8535 | -849186.1356
Avoided fuel costs |  | 0 | -13093069.8772 | -24978960.9445 | -35922279.8845 | -46635141.9904 | -48805376.6514 | -48442988.2379 | -47273055.5594 | -47607350.2773 | -45509233.952 | -46312097.182 | -49496221.7443 | -49963507.3832 | -53340506.6262 | -56528021.0124 | -57867048.1738 | -55269220.1418 | -53645988.3938 | -45204909.1512 | -42568519.1163 | -35374000.1781 | -29237769.7671 | -17479200.5007 | 15726755.5636 | 45904150.3515 | 70960128.6914
Avoided voluntary load curtailment |  | 0 | -868661.0009 | -884185.1159 | -4621336.6824 | -10404966.6799 | -9219320.4227 | -9219689.7929 | 628800.8731 | 628429.7907 | 8279874.5321 | 8279506.4425 | 8279138.6334 | 10219818.5182 | 12493944.3634 | 14260015.6146 | 16660639.2518 | 16307446.5216 | 16444179.405 | 18831522.5685 | 19011973.9704 | 18874046.5625 | 19023757.3794 | 18001636.3583 | 18687560.9653 | 19151998.9753 | 18733955.8299
Avoided generation/storage costs (excl. fuel costs) |  | 0 | 267020603.3994 | 264766781.8902 | 262698945.952 | 428593199.6995 | 965357690.7654 | 965044153.5227 | 964849839.1179 | 964377152.1382 | 964427037.2753 | 964038561.2315 | 963522152.9775 | 976891377.8573 | 1027846046.9939 | 1027452580.6917 | 1151684037.9586 | 1369333165.5391 | 1359283281.6288 | 1383457672.6239 | 1379804832.1153 | 1344807929.2603 | 1316882243.1905 | 1289064162.5583 | 1238762641.2291 | 1253991381.1234 | 1253856092.9358
Scenario 4 |  | 2019-20 | 2020-21 | 2021-22 | 2022-23 | 2023-24 | 2024-25 | 2025-26 | 2026-27 | 2027-28 | 2028-29 | 2029-30 | 2030-31 | 2031-32 | 2032-33 | 2033-34 | 2034-35 | 2035-36 | 2036-37 | 2037-38 | 2038-39 | 2039-40 | 2040-41 | 2041-42 | 2042-43 | 2043-44 | 2044-45
Avoided unserved energy |  | 0 | -123.7016 | -499.0981 | -643.9221 | -4832661.9957 | 111485323.1237 | 111485016.1423 | 125317340.7298 | 125317045.5075 | 150632104.1413 | 153700238.2925 | 153699964.6978 | 153699691.7697 | 153699416.0114 | 172760380.1641 | 177883631.0813 | 181899615.1298 | 181899341.1583 | 182475488.8863 | 182475213.9711 | 182474935.3074 | 182474655.6664 | 182474371.7722 | 181881901.395 | 181715276.9347 | 181714988.9905
Avoided REZ transmission capex |  | 0 | -1765.8168 | -1924.5355 | -1975.8975 | -2313.8107 | 85063491.8443 | 85063643.5626 | 147604404.8222 | 129862250.9729 | 211733343.8441 | 216558037.213 | 192884094.0949 | 192884078.0108 | 181593900.9234 | 143475692.0989 | 137340257.5448 | 137340284.3204 | 153760102.7996 | 156338173.7535 | 159331362.7167 | 156145936.7317 | 157634350.8275 | 149440086.0756 | 153578017.1332 | 148799533.524 | 151388567.7692
Avoided fuel costs |  | 0 | -121.813 | 182.2492 | 158.6732 | 521557.0696 | 1829135.109 | 1945354.1746 | 3356791.22 | 9962875.0362 | 7911919.3783 | 11517246.8021 | 9203837.6596 | 4566879.1114 | 3979765.881 | 25440854.6675 | 59476879.088 | 119067508.6107 | 172091479.6197 | 321211731.9377 | 430513441.2746 | 537769920.1759 | 641613333.0913 | 755841943.6455 | 881493602.6879 | 984898666.4471 | 1109444620.9394
Avoided voluntary load curtailment |  | 0 | -380.5477 | -770.211 | -1037.967 | -1142904.534 | 6424328.0848 | 8027276.7548 | 23982193.6407 | 25102896.7899 | 29399583.817 | 35013686.2608 | 39930137.4558 | 42356340.4095 | 44943825.0238 | 46053306.8455 | 51546854.842 | 54884622.575 | 59723369.9895 | 70166904.84 | 70144928.782 | 70099353.7637 | 69054545.0093 | 69986341.7593 | 69946454.9056 | 70209473.0137 | 65775735.6315
Avoided generation/storage costs (excl. fuel costs) |  | 0 | -34179.4145 | -35857.5526 | -54730.9839 | 61746216.4914 | 17192961.6812 | 170682391.6124 | 400531712.7937 | 229805786.9742 | 1062484469.3228 | 897030370.8724 | 1143752525.71 | 1254538444.864 | 1237198994.6382 | 1058332307.1066 | 1061276750.024 | 1088689282.1012 | 1085297353.3538 | 858777303.7665 | 1024318409.4553 | 1029237312.3638 | 1030754909.9319 | 1105006400.9127 | 1051085579.0226 | 1050867989.5948 | 1053662034.8302

## Option inputs
Option inputs
Inputs and parameters for RIT-T assessment
General parameter and option inputs
General parameters
Parameter |  | Unit | Value | Note
First year of analysis |  | Year | 2020
Base year for dollar inputs |  | Year | 2020
Analysis period |  | Years | 26
Option descriptions
Number | Option name |  | Included in assessment? | Active | Short description
0 | Base case |  | Yes | 1 | No augmentation
1 | Option 1A |  | Yes | 1 | Maragle-Bannaby: Two new 330kV high capacity transmission lines, switchgear and PST
2 | Option 1B |  | Yes | 1 | Maragle-Bannaby: Two new 500kV transmission lines operated at 330kV, switchgear and PST
3 | Option 1C |  | Yes | 1 | Maragle-Bannaby: Two new 500kV transmission lines, tie transformers and swtichgears
4 | Option 2A |  | Yes | 1 | Maragle-Wagga: Four new 330kV high capacity transmission lines, switchgear and PST
5 | Option 2B |  | Yes | 1 | Maragle-Wagga: Four new 500kV transmission lines operated at 330kV, switchgear and PST
6 | Option 2C |  | Yes | 1 | Maragle-Wagga: Four new 500kV transmission lines, tie transformers and switchgear
7 | Option 3A |  | Yes | 1 | Maragle-Bannaby-Wagga-Maragle: Three new 330kV high capacity transmission lines, switchgear and PST
8 | Option 3B |  | Yes | 1 | Maragle-Bannaby-Wagga-Maragle: Three new 500kV transmission lines operated at 330kV, switchgear and PST
9 | Option 3C |  | Yes | 1 | Maragle-Bannaby-Wagga-Maragle: three new 500kV transmission lines, tie transformers and switchgear
10 | Option 4A |  | Yes | 1 | Maragle-Bannaby-Sydney-Bannaby-Wagga-Maragle: Four new 330kV high capacity transmission lines and switchgear
11 | Option 4B |  | Yes | 1 | Maragle-Bannaby-Sydney-Bannaby-Wagga-Maragle: Four new 500kV transmission lines operated at 330kV and switchgear
12 | Option 4C |  | Yes | 1 | Maragle-Bannaby-Sydney-Bannaby-Wagga-Maragle: Four new 500kV transmission lines, tie transformers and switchgear

## CBA Inputs
CBA Inputs
Inputs and parameters for RIT-T assessment
Sensitivity inputs
Discount rate sensitivities
General parameters |  |  | Unit | Base | Low | High | User selection | Active
Commercial discount rate |  |  | Percent | 5.9% | 2.85% | 8.95% | 5.9% | 5.9%
Cost sensitivities
Cost |  |  | Unit | Base | Low | High | User selection | Active
Capital cost |  |  | Percent | 100% | 75% | 125% | 100% | 100%
Operating and maintenance cost |  |  | Percent | 100% | 75% | 125% | 100% | 100%
`
Cost inputs
Capital cost | [7 empty] | [Do not insert or delete rows from this table] |  | Conditional capital costs
Number | Option name | Capex component | Amount | Start year | End year | Commission year | Asset life | Last year commissioned |  | Number | Option name | Capex component | Amount | Start year | End year | Commission year | Asset life | Scenario | Last year commissioned
1 | Option 1A | Lines | 683000000 | 2021 | 2024 | 2025 | 50 | 2074 |  | 2 | Option 1B | Substation | 117000000 | 2028 | 2029 | 2030 | 40 | Scenario 1 | 2069
1 | Option 1A | Substation | 112000000 | 2021 | 2024 | 2025 | 40 | 2064 |  | 2 | Option 1B | Substation | 117000000 | 2025 | 2026 | 2027 | 40 | Scenario 2 | 2066
2 | Option 1B | Lines | 845000000 | 2021 | 2024 | 2025 | 50 | 2074 |  | 2 | Option 1B | Substation | 117000000 | 2034 | 2035 | 2036 | 40 | Scenario 3 | 2075
2 | Option 1B | Substation | 112000000 | 2021 | 2024 | 2025 | 40 | 2064 |  | 2 | Option 1B | Substation | 117000000 | 2027 | 2028 | 2029 | 40 | Scenario 4 | 2068
3 | Option 1C | Lines | 845000000 | 2021 | 2024 | 2025 | 50 | 2074 |  | 5 | Option 2B | Substation | 208000000 | 2028 | 2029 | 2030 | 40 | Scenario 1 | 2069
3 | Option 1C | Substation | 215000000 | 2021 | 2024 | 2025 | 40 | 2064 |  | 5 | Option 2B | Substation | 208000000 | 2025 | 2026 | 2027 | 40 | Scenario 2 | 2066
4 | Option 2A | Lines | 882000000 | 2021 | 2024 | 2025 | 50 | 2074 |  | 5 | Option 2B | Substation | 208000000 | 2034 | 2035 | 2036 | 40 | Scenario 3 | 2075
4 | Option 2A | Substation | 363000000 | 2021 | 2024 | 2025 | 40 | 2064 |  | 5 | Option 2B | Substation | 208000000 | 2027 | 2028 | 2029 | 40 | Scenario 4 | 2068
5 | Option 2B | Lines | 1080000000 | 2021 | 2024 | 2025 | 50 | 2074 |  | 8 | Option 3B | Substation | 166000000 | 2027 | 2029 | 2030 | 40 | Scenario 1 | 2069
5 | Option 2B | Substation | 343000000 | 2021 | 2024 | 2025 | 40 | 2064 |  | 8 | Option 3B | Substation | 166000000 | 2024 | 2026 | 2027 | 40 | Scenario 2 | 2066
6 | Option 2C | Lines | 1080000000 | 2021 | 2024 | 2025 | 50 | 2074 |  | 8 | Option 3B | Substation | 166000000 | 2033 | 2035 | 2036 | 40 | Scenario 3 | 2075
6 | Option 2C | Substation | 307000000 | 2021 | 2024 | 2025 | 40 | 2064 |  | 8 | Option 3B | Substation | 166000000 | 2026 | 2028 | 2029 | 40 | Scenario 4 | 2068
7 | Option 3A | Lines | 883000000 | 2021 | 2024 | 2025 | 50 | 2074 |  | 11 | Option 4B | Substation | 343000000 | 2027 | 2029 | 2030 | 40 | Scenario 1 | 2069
7 | Option 3A | Substation | 131000000 | 2021 | 2024 | 2025 | 40 | 2064 |  | 11 | Option 4B | Substation | 343000000 | 2024 | 2026 | 2027 | 40 | Scenario 2 | 2066
8 | Option 3B | Lines | 1090000000 | 2021 | 2024 | 2025 | 50 | 2074 |  | 11 | Option 4B | Substation | 343000000 | 2033 | 2035 | 2036 | 40 | Scenario 3 | 2075
8 | Option 3B | Substation | 131000000 | 2021 | 2024 | 2025 | 40 | 2064 |  | 11 | Option 4B | Substation | 343000000 | 2026 | 2028 | 2029 | 40 | Scenario 4 | 2068
9 | Option 3C | Lines | 1090000000 | 2021 | 2024 | 2025 | 50 | 2074
9 | Option 3C | Substation | 265000000 | 2021 | 2024 | 2025 | 40 | 2064
10 | Option 4A | Lines | 883000000 | 2021 | 2024 | 2025 | 50 | 2074
10 | Option 4A | Substation | 132000000 | 2021 | 2024 | 2025 | 40 | 2064
10 | Option 4A | Lines | 306000000 | 2022 | 2025 | 2026 | 50 | 2075
10 | Option 4A | Substation | 10000000 | 2022 | 2025 | 2026 | 40 | 2065
11 | Option 4B | Lines | 1090000000 | 2021 | 2024 | 2025 | 50 | 2074
11 | Option 4B | Substation | 132000000 | 2021 | 2024 | 2025 | 40 | 2064
11 | Option 4B | Lines | 342000000 | 2022 | 2025 | 2026 | 50 | 2075
11 | Option 4B | Substation | 10000000 | 2022 | 2025 | 2026 | 40 | 2065
12 | Option 4C | Lines | 1064000000 | 2021 | 2024 | 2025 | 50 | 2074
12 | Option 4C | Substation | 291000000 | 2021 | 2024 | 2025 | 40 | 2064
12 | Option 4C | Lines | 385000000 | 2022 | 2025 | 2026 | 50 | 2075
12 | Option 4C | Substation | 151000000 | 2022 | 2025 | 2026 | 40 | 2065
Operating and maintenance cost |  |  |  | 2020 | 2021 | 2022 | 2023 | 2024 | 2025 | 2026 | 2027 | 2028 | 2029 | 2030 | 2031 | 2032 | 2033 | 2034 | 2035 | 2036 | 2037 | 2038 | 2039 | 2040 | 2041 | 2042 | 2043 | 2044 | 2045 | 2046 | 2047 | 2048 | 2049
Number | Option name |  | Unit | FY 2019-20 | FY 2020-21 | FY 2021-22 | FY 2022-23 | FY 2023-24 | FY 2024-25 | FY 2025-26 | FY 2026-27 | FY 2027-28 | FY 2028-29 | FY 2029-30 | FY 2030-31 | FY 2031-32 | FY 2032-33 | FY 2033-34 | FY 2034-35 | FY 2035-36 | FY 2036-37 | FY 2037-38 | FY 2038-39 | FY 2039-40 | FY 2040-41 | FY 2041-42 | FY 2042-43 | FY 2043-44 | FY 2044-45 | FY 2045-46 | FY 2046-47 | FY 2047-48 | FY 2048-49
0 | Base case |  | $ | 0 | 0 | 0 | 0 | 0 | 0 | 0 | 0 | 0 | 0 | 0 | 0 | 0 | 0 | 0 | 0 | 0 | 0 | 0 | 0 | 0 | 0 | 0 | 0 | 0 | 0 | 0 | 0 | 0 | 0
1 | Option 1A |  | $ | 0 | 0 | 0 | 0 | 0 | 7950000 | 7950000 | 7950000 | 7950000 | 7950000 | 7950000 | 7950000 | 7950000 | 7950000 | 7950000 | 7950000 | 7950000 | 7950000 | 7950000 | 7950000 | 7950000 | 7950000 | 7950000 | 7950000 | 7950000 | 7950000 | 7950000 | 7950000 | 7950000 | 7950000
2 | Option 1B |  | $ | 0 | 0 | 0 | 0 | 0 | 9570000 | 9570000 | 9570000 | 9570000 | 9570000 | 10740000 | 10740000 | 10740000 | 10740000 | 10740000 | 10740000 | 10740000 | 10740000 | 10740000 | 10740000 | 10740000 | 10740000 | 10740000 | 10740000 | 10740000 | 10740000 | 10740000 | 10740000 | 10740000 | 10740000
3 | Option 1C |  | $ | 0 | 0 | 0 | 0 | 0 | 10600000 | 10600000 | 10600000 | 10600000 | 10600000 | 10600000 | 10600000 | 10600000 | 10600000 | 10600000 | 10600000 | 10600000 | 10600000 | 10600000 | 10600000 | 10600000 | 10600000 | 10600000 | 10600000 | 10600000 | 10600000 | 10600000 | 10600000 | 10600000 | 10600000
4 | Option 2A |  | $ | 0 | 0 | 0 | 0 | 0 | 12450000 | 12450000 | 12450000 | 12450000 | 12450000 | 12450000 | 12450000 | 12450000 | 12450000 | 12450000 | 12450000 | 12450000 | 12450000 | 12450000 | 12450000 | 12450000 | 12450000 | 12450000 | 12450000 | 12450000 | 12450000 | 12450000 | 12450000 | 12450000 | 12450000
5 | Option 2B |  | $ | 0 | 0 | 0 | 0 | 0 | 14230000 | 14230000 | 14230000 | 14230000 | 14230000 | 16310000 | 16310000 | 16310000 | 16310000 | 16310000 | 16310000 | 16310000 | 16310000 | 16310000 | 16310000 | 16310000 | 16310000 | 16310000 | 16310000 | 16310000 | 16310000 | 16310000 | 16310000 | 16310000 | 16310000
6 | Option 2C |  | $ | 0 | 0 | 0 | 0 | 0 | 13870000 | 13870000 | 13870000 | 13870000 | 13870000 | 13870000 | 13870000 | 13870000 | 13870000 | 13870000 | 13870000 | 13870000 | 13870000 | 13870000 | 13870000 | 13870000 | 13870000 | 13870000 | 13870000 | 13870000 | 13870000 | 13870000 | 13870000 | 13870000 | 13870000
7 | Option 3A |  | $ | 0 | 0 | 0 | 0 | 0 | 10140000 | 10140000 | 10140000 | 10140000 | 10140000 | 10140000 | 10140000 | 10140000 | 10140000 | 10140000 | 10140000 | 10140000 | 10140000 | 10140000 | 10140000 | 10140000 | 10140000 | 10140000 | 10140000 | 10140000 | 10140000 | 10140000 | 10140000 | 10140000 | 10140000
8 | Option 3B |  | $ | 0 | 0 | 0 | 0 | 0 | 12210000 | 12210000 | 12210000 | 12210000 | 12210000 | 13870000 | 13870000 | 13870000 | 13870000 | 13870000 | 13870000 | 13870000 | 13870000 | 13870000 | 13870000 | 13870000 | 13870000 | 13870000 | 13870000 | 13870000 | 13870000 | 13870000 | 13870000 | 13870000 | 13870000
9 | Option 3C |  | $ | 0 | 0 | 0 | 0 | 0 | 13550000 | 13550000 | 13550000 | 13550000 | 13550000 | 13550000 | 13550000 | 13550000 | 13550000 | 13550000 | 13550000 | 13550000 | 13550000 | 13550000 | 13550000 | 13550000 | 13550000 | 13550000 | 13550000 | 13550000 | 13550000 | 13550000 | 13550000 | 13550000 | 13550000
10 | Option 4A |  | $ | 0 | 0 | 0 | 0 | 0 | 10150000 | 13310000 | 13310000 | 13310000 | 13310000 | 13310000 | 13310000 | 13310000 | 13310000 | 13310000 | 13310000 | 13310000 | 13310000 | 13310000 | 13310000 | 13310000 | 13310000 | 13310000 | 13310000 | 13310000 | 13310000 | 13310000 | 13310000 | 13310000 | 13310000
11 | Option 4B |  | $ | 0 | 0 | 0 | 0 | 0 | 12220000 | 15740000 | 15740000 | 15740000 | 15740000 | 19170000 | 19170000 | 19170000 | 19170000 | 19170000 | 19170000 | 19170000 | 19170000 | 19170000 | 19170000 | 19170000 | 19170000 | 19170000 | 19170000 | 19170000 | 19170000 | 19170000 | 19170000 | 19170000 | 19170000
12 | Option 4C |  | $ | 0 | 0 | 0 | 0 | 0 | 13550000 | 18910000 | 18910000 | 18910000 | 18910000 | 18910000 | 18910000 | 18910000 | 18910000 | 18910000 | 18910000 | 18910000 | 18910000 | 18910000 | 18910000 | 18910000 | 18910000 | 18910000 | 18910000 | 18910000 | 18910000 | 18910000 | 18910000 | 18910000 | 18910000
Benefit inputs
Involuntary load shedding |  |  | [NER, rule 5.16.1(c)(4)(iii)]
Number | Option name | Central | Unit | FY 2019-20 | FY 2020-21 | FY 2021-22 | FY 2022-23 | FY 2023-24 | FY 2024-25 | FY 2025-26 | FY 2026-27 | FY 2027-28 | FY 2028-29 | FY 2029-30 | FY 2030-31 | FY 2031-32 | FY 2032-33 | FY 2033-34 | FY 2034-35 | FY 2035-36 | FY 2036-37 | FY 2037-38 | FY 2038-39 | FY 2039-40 | FY 2040-41 | FY 2041-42 | FY 2042-43 | FY 2043-44 | FY 2044-45 | FY 2045-46 | FY 2046-47 | FY 2047-48 | FY 2048-49
0 | Base case |  | $ |  | 239042860 | 1100722 | 9614666 | 24570 | 169089462 | 599 | 19732317 | 678 | 54821964 | 6186452 | 179239 | 8541520 | 813 | 6370133 | 17358820 | 1319250 | 993 | 50490140 | 1075 | 1117 | 1188 | 1227 | 3084996 | 28457694 | 1431
1 | Option 1A |  | $ |  | 239042620 | 1100534 | 9614402 | 15285436 | 203854111 | 417 | 442 | 469 | 24567225 | 855415 | 555 | 7631917 | 623 | 7294766 | 12714443 | 3347225 | 783 | 62430107 | 878 | 933 | 985 | 1043 | 7895314 | 25579084 | 1238
2 | Option 1B |  | $ |  | 239042793 | 1100375 | 9614410 | 15591307 | 211047977 | 141 | 149 | 159 | 12659537 | 178 | 188 | 3962284 | 211 | 4109139 | 4343830 | 251 | 265 | 51590224 | 297 | 316 | 333 | 353 | 1898143 | 20213042 | 419
3 | Option 1C |  | $ |  | 239042985 | 1100745 | 9614754 | 41987 | 275009166 | 655 | 703 | 725 | 759 | 791 | 804 | 3962891 | 879 | 4109585 | 4333312 | 999 | 1040 | 51583246 | 1121 | 1153 | 1235 | 1248 | 1899057 | 20213925 | 1433
4 | Option 2A |  | $ |  | 239043596 | 1101616 | 9615269 | 25332675 | 53363345 | 1360 | 1410 | 1425 | 12752766 | 1156884 | 1531 | 6775174 | 1617 | 2954059 | 8348115 | 1819405 | 1815 | 48030782 | 1933 | 2001 | 2094 | 1511399 | 400639 | 26188126 | 2501
5 | Option 2B |  | $ |  | 239042782 | 1100695 | 9614653 | 28895055 | 44701729 | 630 | 666 | 708 | 8772605 | 789 | 835 | 3429299 | 934 | 988 | 187963 | 1109 | 1170 | 47597127 | 1309 | 1389 | 1465 | 1544 | 3186857 | 22931704 | 1825
6 | Option 2C |  | $ |  | 239042759 | 1100690 | 9614686 | 46830947 | 2136285 | 591 | 629 | 667 | 693 | 728 | 760 | 3429186 | 833 | 879 | 201356 | 972 | 1018 | 47596712 | 1118 | 1167 | 1242 | 1291 | 3186131 | 22930043 | 1500
7 | Option 3A |  | $ |  | 239042941 | 1100763 | 9614773 | 20734261 | 101396213 | 639 | 668 | 719 | 33927607 | 4391182 | 790 | 7868135 | 856 | 7328593 | 8807000 | 3315334 | 1026 | 61200966 | 1112 | 1150 | 1224 | 1253 | 6744140 | 24692139 | 1444
8 | Option 3B |  | $ |  | 239042855 | 1100643 | 9614642 | 21258639 | 87518213 | 503 | 528 | 558 | 28423464 | 611 | 636 | 3451728 | 698 | 735 | 474590 | 808 | 846 | 47580145 | 927 | 978 | 1025 | 1066 | 3185738 | 22947103 | 1234
9 | Option 3C |  | $ |  | 239042917 | 1100937 | 9614833 | 44774970 | 26804992 | 975 | 1025 | 1087 | 1145 | 1212 | 1272 | 3452263 | 1418 | 1499 | 478652 | 1673 | 1763 | 47581847 | 1961 | 2074 | 2188 | 2302 | 3186987 | 22948436 | 2717
10 | Option 4A |  | $ |  | 239042814 | 1100653 | 9614622 | 20734292 | 106323817 | 503 | 533 | 560 | 29030749 | 2532173 | 632 | 8192864 | 697 | 7324872 | 7958772 | 3071345 | 854 | 60001677 | 936 | 973 | 1044 | 1069 | 6856538 | 24991908 | 1261
11 | Option 4B |  | $ |  | 239042776 | 1100602 | 9614596 | 25331966 | 70260783 | 468 | 495 | 520 | 12626303 | 572 | 590 | 300532 | 650 | 683 | 84132 | 759 | 796 | 42364068 | 873 | 914 | 974 | 1014 | 3192924 | 22959854 | 1191
12 | Option 4C |  | $ |  | 239042832 | 1100353 | 9614424 | 44774731 | 26804009 | 97 | 103 | 109 | 115 | 122 | 129 | 300147 | 144 | 153 | 96946 | 172 | 181 | 42363211 | 203 | 215 | 227 | 241 | 3192482 | 22959568 | 286
Number | Option name | Step change | Unit | FY 2019-20 | FY 2020-21 | FY 2021-22 | FY 2022-23 | FY 2023-24 | FY 2024-25 | FY 2025-26 | FY 2026-27 | FY 2027-28 | FY 2028-29 | FY 2029-30 | FY 2030-31 | FY 2031-32 | FY 2032-33 | FY 2033-34 | FY 2034-35 | FY 2035-36 | FY 2036-37 | FY 2037-38 | FY 2038-39 | FY 2039-40 | FY 2040-41 | FY 2041-42 | FY 2042-43 | FY 2043-44 | FY 2044-45 | FY 2045-46 | FY 2046-47 | FY 2047-48 | FY 2048-49
0 | Base case |  | $ |  | 302941211 | 3367456 | 682 | 5853311 | 185457811 | 822 | 55503543 | 910 | 34155936 | 1009 | 1068 | 1133 | 1188 | 1252 | 2977428 | 1416483 | 1476 | 22715330 | 1637 | 1725 | 1817 | 1891 | 1996 | 2099 | 2195
1 | Option 1A |  | $ |  | 302941052 | 3366861 | 26 | 5852696 | 158396447 | 32 | 13914535 | 36 | 22212953 | 40 | 42 | 45 | 48 | 50 | 53 | 57 | 60 | 24104522 | 67 | 71 | 75 | 79 | 84 | 89 | 94
2 | Option 1B |  | $ |  | 302941001 | 3366953 | 131 | 5852766 | 183154718 | 159 | 168 | 178 | 1126732 | 199 | 211 | 224 | 236 | 250 | 265 | 281 | 297 | 10484119 | 332 | 353 | 373 | 394 | 418 | 444 | 466
3 | Option 1C |  | $ |  | 302941004 | 3366919 | 93 | 5852740 | 253334926 | 113 | 119 | 127 | 1126636 | 142 | 150 | 159 | 168 | 178 | 189 | 200 | 212 | 10484024 | 237 | 252 | 266 | 281 | 298 | 316 | 333
4 | Option 2A |  | $ |  | 302941060 | 3366870 | 37 | 5852703 | 59579990 | 45 | 7303267 | 50 | 21287964 | 56 | 59 | 63 | 66 | 70 | 75 | 79 | 84 | 22586483 | 94 | 100 | 105 | 111 | 118 | 125 | 131
5 | Option 2B |  | $ |  | 302941206 | 3367680 | 923 | 5853527 | 55818894 | 1107 | 1167 | 1237 | 1127093 | 1372 | 1450 | 1535 | 1616 | 1707 | 1806 | 1912 | 2018 | 13355930 | 2245 | 2381 | 2514 | 2643 | 2800 | 2977 | 3122
6 | Option 2C |  | $ |  | 302940917 | 3367807 | 1068 | 5853573 | 16255114 | 1288 | 1361 | 1447 | 1126735 | 1613 | 1701 | 1804 | 1899 | 2012 | 2132 | 2261 | 2385 | 13355920 | 2680 | 2841 | 2998 | 3196 | 3387 | 3675 | 3794
7 | Option 3A |  | $ |  | 302940986 | 3366937 | 114 | 5852752 | 97707741 | 138 | 12772944 | 155 | 24416734 | 173 | 184 | 195 | 206 | 218 | 492141 | 245 | 259 | 30448873 | 289 | 308 | 325 | 343 | 364 | 387 | 407
8 | Option 3B |  | $ |  | 302941160 | 3367250 | 451 | 5853098 | 86070052 | 541 | 572 | 606 | 1126901 | 674 | 712 | 754 | 794 | 839 | 891 | 940 | 993 | 13355112 | 1112 | 1177 | 1240 | 1304 | 1382 | 1466 | 1540
9 | Option 3C |  | $ |  | 302941246 | 3367647 | 892 | 5853502 | 38036787 | 1060 | 1121 | 1181 | 1127094 | 1305 | 1382 | 1459 | 1532 | 1620 | 1716 | 1811 | 1910 | 13355795 | 2100 | 2208 | 2324 | 2416 | 2549 | 2693 | 2818
10 | Option 4A |  | $ |  | 302941046 | 3366856 | 20 | 5852693 | 101656352 | 24 | 12682217 | 27 | 24416288 | 30 | 32 | 34 | 36 | 38 | 314621 | 43 | 45 | 28896729 | 51 | 54 | 57 | 60 | 64 | 68 | 71
11 | Option 4B |  | $ |  | 302941015 | 3366931 | 107 | 5852749 | 68642613 | 129 | 137 | 145 | 153 | 162 | 172 | 182 | 192 | 204 | 216 | 229 | 242 | 256 | 271 | 288 | 304 | 321 | 340 | 362 | 380
12 | Option 4C |  | $ |  | 302941679 | 3368003 | 1128 | 5853681 | 38824742 | 1191 | 1225 | 1240 | 1285 | 1327 | 1356 | 1429 | 1464 | 1538 | 1639 | 1651 | 1753 | 1898 | 2017 | 2078 | 2121 | 2305 | 2402 | 2539 | 2627
Number | Option name | Slow change | Unit | FY 2019-20 | FY 2020-21 | FY 2021-22 | FY 2022-23 | FY 2023-24 | FY 2024-25 | FY 2025-26 | FY 2026-27 | FY 2027-28 | FY 2028-29 | FY 2029-30 | FY 2030-31 | FY 2031-32 | FY 2032-33 | FY 2033-34 | FY 2034-35 | FY 2035-36 | FY 2036-37 | FY 2037-38 | FY 2038-39 | FY 2039-40 | FY 2040-41 | FY 2041-42 | FY 2042-43 | FY 2043-44 | FY 2044-45 | FY 2045-46 | FY 2046-47 | FY 2047-48 | FY 2048-49
0 | Base case |  | $ |  | 255421580 | 195 | 200 | 1431337 | 217307920 | 237 | 32845512 | 265 | 85413748 | 296 | 309 | 195250 | 72635565 | 4284049 | 2849398 | 55742303 | 3199173 | 69205322 | 445 | 2055678 | 10524376 | 20648468 | 181714945 | 71273393 | 3071103
1 | Option 1A |  | $ |  | 259232417 | 349 | 358 | 23979226 | 299326404 | 425 | 5784697 | 480 | 33122551 | 525 | 552 | 584 | 46828862 | 645 | 6032672 | 59403610 | 757 | 76268400 | 840 | 2041124 | 24241040 | 13647288 | 175839443 | 73168068 | 4080670
2 | Option 1B |  | $ |  | 258485456 | 269 | 279 | 25063467 | 309532876 | 331 | 167793 | 367 | 10581869 | 406 | 424 | 452 | 29297119 | 489 | 3677856 | 56315555 | 565 | 78542276 | 612 | 14034 | 26989027 | 5325199 | 142795309 | 64935182 | 802
3 | Option 1C |  | $ |  | 256022202 | 67 | 71 | 27430801 | 441938359 | 85 | 91 | 96 | 102 | 107 | 114 | 121 | 128 | 135 | 143 | 56315916 | 161 | 78557185 | 180 | 13611 | 26989702 | 5324639 | 142802046 | 64936441 | 254
4 | Option 2A |  | $ |  | 267272536 | 156 | 1661070 | 39657231 | 118842832 | 179 | 1264280 | 199 | 13750647 | 219 | 227 | 246 | 33984522 | 263 | 3809577 | 60961028 | 305 | 68463408 | 331 | 2054599 | 26379773 | 14981427 | 197982668 | 80980532 | 441
5 | Option 2B |  | $ |  | 270690935 | 173 | 2436800 | 43372275 | 109316975 | 199 | 209 | 222 | 8635760 | 246 | 257 | 274 | 27977986 | 297 | 1867707 | 57981605 | 346 | 73590465 | 379 | 989199 | 27937900 | 5202984 | 150954201 | 60434033 | 513
6 | Option 2C |  | $ |  | 280122541 | 394 | 6688924 | 55322522 | 36176214 | 496 | 525 | 557 | 587 | 620 | 656 | 696 | 1571673 | 776 | 821 | 57979258 | 918 | 73595959 | 1026 | 988977 | 27939590 | 5202800 | 150951390 | 60437907 | 1434
7 | Option 3A |  | $ |  | 258303247 | 217 | 225 | 29907240 | 175428421 | 264 | 11400721 | 291 | 55643763 | 323 | 338 | 364 | 63968894 | 393 | 6396716 | 61570507 | 452 | 81168301 | 488 | 2054760 | 21011697 | 11849775 | 198769265 | 69679533 | 638
8 | Option 3B |  | $ |  | 259953632 | 284 | 296 | 31702575 | 159546357 | 356 | 8722354 | 399 | 44560299 | 446 | 471 | 500 | 55518319 | 558 | 5763457 | 57161576 | 660 | 73659203 | 738 | 726658 | 27544883 | 5360722 | 152329479 | 62909060 | 1032
9 | Option 3C |  | $ |  | 280122312 | 282 | 6688796 | 55322484 | 65962678 | 350 | 370 | 392 | 412 | 436 | 460 | 487 | 1571504 | 534 | 561 | 57176233 | 616 | 73665616 | 674 | 730554 | 27544143 | 5365433 | 152325535 | 62910515 | 889
10 | Option 4A |  | $ |  | 259794218 | 196 | 203 | 31529738 | 182551879 | 240 | 9334037 | 268 | 46214745 | 292 | 307 | 324 | 57766885 | 357 | 6379969 | 61422607 | 437 | 79408995 | 461 | 2054742 | 21012021 | 11832203 | 199208027 | 69919284 | 636
11 | Option 4B |  | $ |  | 265400321 | 71 | 1236140 | 37622556 | 137896208 | 87 | 1174241 | 98 | 13379177 | 111 | 116 | 126 | 33501213 | 139 | 4800888 | 56387131 | 165 | 65471238 | 183 | 13591 | 26649724 | 5037841 | 122028278 | 51886289 | 257
12 | Option 4C |  | $ |  | 282999402 | 360 | 7985881 | 59050771 | 67677284 | 443 | 468 | 495 | 521 | 551 | 580 | 615 | 645 | 681 | 717 | 56365408 | 791 | 65478908 | 875 | 14306 | 26652062 | 5038871 | 122030101 | 51888166 | 1186
Number | Option name | Fast change | Unit | FY 2019-20 | FY 2020-21 | FY 2021-22 | FY 2022-23 | FY 2023-24 | FY 2024-25 | FY 2025-26 | FY 2026-27 | FY 2027-28 | FY 2028-29 | FY 2029-30 | FY 2030-31 | FY 2031-32 | FY 2032-33 | FY 2033-34 | FY 2034-35 | FY 2035-36 | FY 2036-37 | FY 2037-38 | FY 2038-39 | FY 2039-40 | FY 2040-41 | FY 2041-42 | FY 2042-43 | FY 2043-44 | FY 2044-45 | FY 2045-46 | FY 2046-47 | FY 2047-48 | FY 2048-49
0 | Base case |  | $ |  | 254716294 | 3775469 | 6832758 | 11023638 | 179852826 | 646 | 20662841 | 721 | 42408695 | 5444217 | 807 | 862 | 881 | 42530844 | 29964348 | 10050811 | 1071 | 59744651 | 1169 | 1208 | 1284 | 1320 | 1386 | 24293587 | 1530
1 | Option 1A |  | $ |  | 254716556 | 3776036 | 6832992 | 17101021 | 143925056 | 1236 | 1257 | 1325 | 33600215 | 1461 | 1516 | 1608 | 1678 | 2094171 | 24679264 | 12182237 | 2073 | 63866613 | 2312 | 2430 | 2628 | 2739 | 1427185 | 24736443 | 7890
2 | Option 1B |  | $ |  | 254716284 | 3775578 | 6832787 | 17100932 | 147393709 | 833 | 879 | 931 | 979 | 1031 | 1081 | 1147 | 1194 | 1264 | 21601617 | 2087667 | 1482 | 58287346 | 1609 | 1692 | 1791 | 1862 | 1554348 | 24909737 | 2176
3 | Option 1C |  | $ |  | 254716189 | 3775039 | 6832432 | 17100969 | 203736018 | 55 | 58 | 61 | 97572 | 69 | 73 | 77 | 82 | 87 | 21545467 | 2129726 | 103 | 58296058 | 115 | 123 | 129 | 137 | 1543812 | 24907826 | 163
4 | Option 2A |  | $ |  | 254716170 | 3775067 | 6832428 | 17100931 | 42433534 | 102 | 108 | 115 | 23661587 | 129 | 136 | 145 | 153 | 162 | 18263814 | 5314233 | 192 | 56335348 | 216 | 229 | 242 | 257 | 1292166 | 23151634 | 305
5 | Option 2B |  | $ |  | 254716241 | 3775496 | 6832758 | 17101053 | 36952077 | 699 | 732 | 767 | 801 | 832 | 873 | 925 | 953 | 999 | 17542201 | 1105 | 1161 | 56678362 | 1285 | 1336 | 1411 | 1467 | 2882155 | 24952202 | 1704
6 | Option 2C |  | $ |  | 254717813 | 3777587 | 6834422 | 17102329 | 6073048 | 2926 | 2902 | 3035 | 3193 | 3288 | 3377 | 3638 | 3729 | 3877 | 17545294 | 4283 | 4446 | 56681388 | 4847 | 5037 | 5335 | 5442 | 2886401 | 24956920 | 6435
7 | Option 3A |  | $ |  | 254716164 | 3775077 | 6832429 | 17100913 | 77041317 | 118 | 125 | 133 | 38014424 | 148 | 157 | 167 | 176 | 1299258 | 23530188 | 12325766 | 222 | 64576051 | 249 | 265 | 280 | 297 | 1341564 | 24626799 | 353
8 | Option 3B |  | $ |  | 254716229 | 3775461 | 6832648 | 17100904 | 65393140 | 569 | 599 | 633 | 664 | 699 | 737 | 782 | 821 | 866 | 17857731 | 969 | 1022 | 58124366 | 1150 | 1226 | 1284 | 1354 | 2214725 | 24952093 | 1626
9 | Option 3C |  | $ |  | 254716425 | 3775890 | 6832930 | 17100962 | 24925983 | 1079 | 1101 | 1188 | 1204 | 1272 | 1321 | 1405 | 1462 | 1537 | 17858784 | 1707 | 1797 | 58127833 | 1986 | 2085 | 2216 | 2322 | 2215876 | 24953128 | 2737
10 | Option 4A |  | $ |  | 254716329 | 3775838 | 6832809 | 17100666 | 80987116 | 1031 | 1079 | 1143 | 37033707 | 1259 | 1324 | 1412 | 1473 | 374956 | 22927762 | 11881714 | 1827 | 63757153 | 2033 | 2176 | 2292 | 2381 | 1376430 | 24938241 | 2952
11 | Option 4B |  | $ |  | 254716390 | 3775559 | 6832871 | 17101162 | 49169232 | 805 | 851 | 904 | 950 | 1004 | 1061 | 1123 | 1180 | 1246 | 16566673 | 1396 | 1467 | 44305863 | 1613 | 1701 | 1778 | 1857 | 4278626 | 24555569 | 2163
12 | Option 4C |  | $ |  | 254716036 | 3775237 | 6832424 | 17100695 | 24931079 | 384 | 406 | 431 | 455 | 482 | 511 | 542 | 573 | 607 | 16566018 | 681 | 719 | 44304796 | 809 | 859 | 907 | 962 | 4277132 | 24554586 | 1143
Difference in timing of unrelated expenditure |  |  | [NER, rule 5.16.1(c)(4)(v)]
Number | Option name | Central | Unit | FY 2019-20 | FY 2020-21 | FY 2021-22 | FY 2022-23 | FY 2023-24 | FY 2024-25 | FY 2025-26 | FY 2026-27 | FY 2027-28 | FY 2028-29 | FY 2029-30 | FY 2030-31 | FY 2031-32 | FY 2032-33 | FY 2033-34 | FY 2034-35 | FY 2035-36 | FY 2036-37 | FY 2037-38 | FY 2038-39 | FY 2039-40 | FY 2040-41 | FY 2041-42 | FY 2042-43 | FY 2043-44 | FY 2044-45 | FY 2045-46 | FY 2046-47 | FY 2047-48 | FY 2048-49
0 | Base case |  | $ |  | 2696 | 295 | 121 | 760 | 673 | 504 | 635 | 299 | 864 | 215394479 | 1805 | 447520723 | 332654541 | 46815453 | 67676853 | 335509576 | 142754398 | 1167058424 | 66833016 | 12783080 | 38 | 61736802 | 153745995 | 14895249 | 58361775
1 | Option 1A |  | $ |  | 2963 | 189 | 173 | 637 | 710 | 569 | 602 | 332 | 1058 | 118972330 | 1320 | 552555245 | 336370505 | 36290933 | 60440017 | 350008939 | 143655547 | 1175497465 | 64356355 | 13116962 | 75 | 63351011 | 153502338 | 15668433 | 56446718
2 | Option 1B |  | $ |  | 994 | 57 | 52 | 214 | 246 | 195 | 205 | 104 | 359 | 606 | 118981454 | 498037134 | 351372036 | 47434550 | 46327125 | 371565491 | 132876662 | 1200523827 | 61090163 | 14717624 | 28 | 67743169 | 152024967 | 15539473 | 58293206
3 | Option 1C |  | $ |  | 2432 | 350 | 111 | 644 | 599 | 549 | 464 | 246 | 874 | 2024 | 118924878 | 498120422 | 351335364 | 47431984 | 46340502 | 371571547 | 132662922 | 1200736282 | 61088816 | 14719145 | 42 | 67724129 | 152036300 | 15540861 | 58295363
4 | Option 2A |  | $ |  | 3696 | 375 | 154 | 774 | 696 | 697 | 608 | 305 | 1120 | 49294527 | 822 | 439794765 | 310077114 | 47359548 | 67699803 | 481995672 | 42277338 | 1335821375 | 47228311 | 20022706 | 70 | 97601085 | 166423539 | 10728761 | 59251973
5 | Option 2B |  | $ |  | 2925 | 353 | 81 | 688 | 670 | 611 | 562 | 331 | 983 | 1743 | 741 | 418706930 | 308528869 | 79423998 | 55727443 | 517478590 | 46184251 | 1401117487 | 43203986 | 21534422 | 68 | 76305023 | 169801107 | 10542192 | 58672837
6 | Option 2C |  | $ |  | 2819 | 394 | 190 | 831 | 824 | 648 | 635 | 398 | 1306 | 1966 | 935 | 418696964 | 308558561 | 79412553 | 55726839 | 517473968 | 46205258 | 1401116262 | 43194644 | 21536560 | 79 | 76297078 | 169808074 | 10539161 | 58676566
7 | Option 3A |  | $ |  | 2596 | 431 | 91 | 703 | 662 | 565 | 527 | 331 | 1060 | 140746102 | 1406 | 405396215 | 281637941 | 48854048 | 67580777 | 466485093 | 39244238 | 1284342427 | 49709090 | 20637650 | 85 | 86782800 | 167721197 | 10768582 | 58375120
8 | Option 3B |  | $ |  | 2150 | 282 | 113 | 596 | 569 | 503 | 411 | 236 | 824 | 1647 | 714 | 423452412 | 306920916 | 83543580 | 57775057 | 508348366 | 46050846 | 1383152231 | 44763113 | 22402780 | 70 | 86491158 | 169727227 | 10733030 | 57987205
9 | Option 3C |  | $ |  | 4209 | 554 | 207 | 1018 | 961 | 864 | 668 | 514 | 1357 | 2316 | 1118 | 423445559 | 306990609 | 83491158 | 57767769 | 508344311 | 46064693 | 1383131010 | 44749591 | 22405297 | 97 | 86492802 | 169725382 | 10734611 | 57987243
10 | Option 4A |  | $ |  | 2628 | 342 | 93 | 758 | 693 | 677 | 517 | 302 | 988 | 125322436 | 1408 | 389136336 | 297209353 | 48617049 | 70759928 | 472714714 | 40431163 | 1305464129 | 46499797 | 20920327 | 68 | 88810242 | 170098184 | 10397192 | 58314977
11 | Option 4B |  | $ |  | 2583 | 311 | 89 | 707 | 670 | 646 | 611 | 319 | 1098 | 2416 | 867 | 373809450 | 312335327 | 103514678 | 42427460 | 537798848 | 57889254 | 1374399866 | 43750761 | 23468352 | 130 | 88799922 | 171520195 | 11318792 | 57796247
12 | Option 4C |  | $ |  | 669 | 45 | 47 | 144 | 167 | 128 | 147 | 75 | 255 | 381 | 141 | 373321801 | 313238421 | 103680375 | 42366796 | 537019940 | 58751391 | 1374219228 | 43058498 | 23505346 | 71 | 88803199 | 171473090 | 11312223 | 57783752
Number | Option name | Step change | Unit | FY 2019-20 | FY 2020-21 | FY 2021-22 | FY 2022-23 | FY 2023-24 | FY 2024-25 | FY 2025-26 | FY 2026-27 | FY 2027-28 | FY 2028-29 | FY 2029-30 | FY 2030-31 | FY 2031-32 | FY 2032-33 | FY 2033-34 | FY 2034-35 | FY 2035-36 | FY 2036-37 | FY 2037-38 | FY 2038-39 | FY 2039-40 | FY 2040-41 | FY 2041-42 | FY 2042-43 | FY 2043-44 | FY 2044-45 | FY 2045-46 | FY 2046-47 | FY 2047-48 | FY 2048-49
0 | Base case |  | $ |  | 2973 | 95 | 50 | 1356 | 26954879 | 886 | 246572295 | 113331841 | 273736426 | 362352887 | 329313151 | 21 | 349086153 | 206703974 | 18726093 | 95701034 | 76427784 | 1315342891 | 86971854 | 77651962 | 45644491 | 220826341 | 68558858 | 624670 | 2901759
1 | Option 1A |  | $ |  | 207 | 0 | 3 | 81 | 22197572 | 65 | 243652424 | 106611071 | 255533122 | 384657174 | 317671701 | 1 | 363369726 | 214234601 | 22951406 | 21032919 | 55124713 | 1372179918 | 73071946 | 76789558 | 38940162 | 222760127 | 63963214 | 1881911 | 3757820
2 | Option 1B |  | $ |  | 1018 | 17 | 23 | 383 | 302 | 331 | 211861382 | 155312410 | 286598432 | 339491476 | 307728102 | 17 | 378396676 | 230875580 | 26499966 | 6154 | 32489220 | 1323883732 | 77994935 | 107592844 | 12984005 | 222681633 | 66285151 | 3800106 | 3983601
3 | Option 1C |  | $ |  | 738 | 3 | 13 | 284 | 42218418 | 215 | 183901915 | 148232664 | 303441025 | 322743429 | 305399668 | 12 | 378203093 | 230746877 | 26452965 | 4439 | 32509198 | 1323283227 | 78000330 | 107589442 | 12984498 | 222682887 | 66284396 | 3799487 | 3984528
4 | Option 2A |  | $ |  | 291 | 0 | 4 | 113 | 102 | 67 | 200619674 | 115 | 216299862 | 281752139 | 332918061 | 1 | 411993060 | 236241014 | 21170299 | 21 | 33101704 | 1580400020 | 62162327 | 59729321 | 29520054 | 259744455 | 79278833 | 7827112 | 471833
5 | Option 2B |  | $ |  | 4540 | 158 | 87 | 1796 | 1473 | 873 | 137046375 | 38093599 | 201508940 | 308495646 | 319527623 | 35 | 375074085 | 233593383 | 21953317 | 229 | 26808914 | 1518407522 | 69707418 | 85407897 | 244 | 257590332 | 78631960 | 10353881 | 1476
6 | Option 2C |  | $ |  | 6129 | 98 | 178 | 2163 | 2493 | 718 | 127909762 | 36509543 | 197168990 | 322392405 | 319510058 | 41 | 375136995 | 233606736 | 21962596 | 280 | 26814213 | 1518279291 | 69703201 | 85402599 | 611 | 257651740 | 78643210 | 10350613 | 2208
7 | Option 3A |  | $ |  | 899 | 1 | 13 | 351 | 324 | 284 | 242799232 | 408 | 232816730 | 268297825 | 312544324 | 1 | 412400992 | 237002388 | 21522769 | 2711 | 38760116 | 1549016728 | 61620755 | 54707684 | 37231757 | 226840985 | 77003512 | 7523399 | 1061560
8 | Option 3B |  | $ |  | 2112 | 75 | 42 | 929 | 631 | 525 | 153071151 | 32913819 | 206138865 | 299520787 | 319217186 | 9 | 373487152 | 233232840 | 22796953 | 86 | 26688275 | 1514772516 | 71360972 | 85173859 | 136 | 258180782 | 78447878 | 10427467 | 884
9 | Option 3C |  | $ |  | 3873 | 66 | 81 | 1829 | 1739 | 707 | 140985602 | 32266022 | 196089603 | 320741073 | 319094791 | 23 | 373419892 | 233393680 | 22826258 | 249 | 26703726 | 1514556072 | 71327128 | 85182368 | 505 | 258286845 | 78473760 | 10429747 | 1867
10 | Option 4A |  | $ |  | 157 | 0 | 2 | 61 | 55 | 53 | 234998371 | 68 | 208738406 | 259088035 | 326226641 | 0 | 410227587 | 235007115 | 22538583 | 117 | 38163325 | 1577441716 | 63070794 | 52822927 | 31715632 | 233492599 | 77366329 | 8418602 | 716114
11 | Option 4B |  | $ |  | 843 | 2 | 13 | 326 | 243 | 229 | 58106842 | 108367200 | 190689561 | 311982383 | 297020880 | 3 | 372431821 | 231973195 | 21676880 | 34 | 27254996 | 1509235824 | 75148029 | 89163382 | 81 | 251847237 | 82657368 | 11262084 | 2065
12 | Option 4C |  | $ |  | 3381 | 136 | 95 | 1098 | 1136 | 527 | 52643528 | 99454817 | 179694827 | 335501127 | 297239746 | 12 | 372514334 | 231975329 | 21690278 | 87 | 27273857 | 1509030181 | 75115137 | 89165882 | 178 | 251984456 | 82652003 | 11269411 | 4764
Number | Option name | Slow change | Unit | FY 2019-20 | FY 2020-21 | FY 2021-22 | FY 2022-23 | FY 2023-24 | FY 2024-25 | FY 2025-26 | FY 2026-27 | FY 2027-28 | FY 2028-29 | FY 2029-30 | FY 2030-31 | FY 2031-32 | FY 2032-33 | FY 2033-34 | FY 2034-35 | FY 2035-36 | FY 2036-37 | FY 2037-38 | FY 2038-39 | FY 2039-40 | FY 2040-41 | FY 2041-42 | FY 2042-43 | FY 2043-44 | FY 2044-45 | FY 2045-46 | FY 2046-47 | FY 2047-48 | FY 2048-49
0 | Base case |  | $ |  | 922 | 208 | 39 | 195 | 41 | 72 | 90 | 38 | 46 | 60 | 111 | 80 | 133 | 151 | 201 | 172706944 | 231732636 | 301382252 | 43219473 | 67621477 | 46866325 | 86115957 | 119966844 | 21737824 | 60629740
1 | Option 1A |  | $ |  | 1314 | 265 | 46 | 231 | 58 | 87 | 113 | 56 | 47 | 86 | 132 | 102 | 179 | 201 | 234 | 175377032 | 243417820 | 327116593 | 47428750 | 55223037 | 47231906 | 84214405 | 111752734 | 19195873 | 56947073
2 | Option 1B |  | $ |  | 1203 | 265 | 51 | 248 | 67 | 84 | 113 | 60 | 65 | 80 | 141 | 123 | 171 | 211 | 253 | 171390209 | 235121635 | 328278857 | 49761789 | 43250074 | 60479238 | 101148246 | 113313496 | 15688111 | 57658893
3 | Option 1C |  | $ |  | 577 | 82 | 27 | 105 | 29 | 38 | 58 | 26 | 18 | 26 | 55 | 52 | 65 | 82 | 93 | 171413127 | 235116159 | 328285755 | 49773125 | 43245929 | 60470675 | 101142169 | 113312638 | 15681471 | 57653711
4 | Option 2A |  | $ |  | 790 | 173 | 30 | 175 | 39 | 62 | 79 | 34 | 39 | 51 | 104 | 77 | 119 | 148 | 187 | 152550953 | 249037401 | 273528710 | 40175552 | 72848585 | 52553093 | 103601201 | 128504750 | 14494881 | 59361591
5 | Option 2B |  | $ |  | 1038 | 212 | 64 | 203 | 51 | 75 | 95 | 49 | 57 | 64 | 137 | 99 | 163 | 214 | 258 | 162103514 | 229784121 | 304595168 | 50116422 | 43798923 | 48969571 | 129281327 | 114947480 | 16984749 | 58866288
6 | Option 2C |  | $ |  | 1770 | 322 | 62 | 330 | 97 | 106 | 127 | 74 | 76 | 99 | 157 | 147 | 239 | 255 | 308 | 162117019 | 229792255 | 304604978 | 50112552 | 43797750 | 48973889 | 129278202 | 114949986 | 16976833 | 58865561
7 | Option 3A |  | $ |  | 951 | 206 | 34 | 211 | 40 | 76 | 80 | 42 | 56 | 56 | 111 | 96 | 132 | 156 | 200 | 177813623 | 245000728 | 286182562 | 46131375 | 56510627 | 51980400 | 96688160 | 121557481 | 17247828 | 57371436
8 | Option 3B |  | $ |  | 1429 | 309 | 61 | 275 | 71 | 97 | 139 | 60 | 74 | 65 | 147 | 129 | 158 | 205 | 260 | 164894733 | 226192112 | 305865168 | 49985938 | 43072458 | 48926223 | 129293026 | 115472810 | 16867659 | 58743384
9 | Option 3C |  | $ |  | 1294 | 310 | 83 | 289 | 69 | 91 | 111 | 62 | 65 | 85 | 169 | 122 | 175 | 234 | 272 | 165192213 | 225911764 | 305898279 | 49975373 | 43073756 | 48917195 | 129287866 | 115475247 | 16869051 | 58744008
10 | Option 4A |  | $ |  | 983 | 202 | 71 | 214 | 52 | 70 | 111 | 39 | 53 | 45 | 135 | 93 | 127 | 174 | 217 | 168827200 | 248218286 | 288995840 | 47391233 | 52280063 | 52746624 | 98160282 | 127186495 | 17046082 | 57201729
11 | Option 4B |  | $ |  | 729 | 153 | 53 | 186 | 33 | 67 | 85 | 34 | 33 | 56 | 104 | 87 | 125 | 155 | 197 | 144031066 | 234178005 | 300712147 | 42041471 | 59111970 | 48830930 | 128915600 | 116723906 | 16407845 | 61087037
12 | Option 4C |  | $ |  | 1578 | 333 | 100 | 328 | 116 | 98 | 113 | 87 | 89 | 94 | 174 | 155 | 193 | 256 | 325 | 144158390 | 234080378 | 300712303 | 42042226 | 59100103 | 48835894 | 128918144 | 116717604 | 16408599 | 61086090
Number | Option name | Fast change | Unit | FY 2019-20 | FY 2020-21 | FY 2021-22 | FY 2022-23 | FY 2023-24 | FY 2024-25 | FY 2025-26 | FY 2026-27 | FY 2027-28 | FY 2028-29 | FY 2029-30 | FY 2030-31 | FY 2031-32 | FY 2032-33 | FY 2033-34 | FY 2034-35 | FY 2035-36 | FY 2036-37 | FY 2037-38 | FY 2038-39 | FY 2039-40 | FY 2040-41 | FY 2041-42 | FY 2042-43 | FY 2043-44 | FY 2044-45 | FY 2045-46 | FY 2046-47 | FY 2047-48 | FY 2048-49
0 | Base case |  | $ |  | 2558 | 199 | 21 | 1041 | 113302685 | 1558 | 93420285 | 57259533 | 454561521 | 161372420 | 302188900 | 16 | 412262652 | 161330300 | 10589547 | 214 | 56555732 | 1480869175 | 159486454 | 72799381 | 20551842 | 246642337 | 167135525 | 12753110 | 38510156
1 | Option 1A |  | $ |  | 4762 | 426 | 102 | 1568 | 50862104 | 1617 | 26153692 | 99876386 | 520404764 | 202210612 | 308012389 | 70 | 411840461 | 157086095 | 20364431 | 406 | 28719836 | 1454129862 | 147443790 | 70116404 | 14742682 | 260787260 | 152878979 | 14500251 | 44339564
2 | Option 1B |  | $ |  | 3280 | 313 | 51 | 1252 | 54781969 | 1355 | 14317766 | 109345304 | 504564772 | 211571489 | 341057736 | 35 | 371525042 | 192907098 | 16664021 | 138 | 25443013 | 1438528081 | 131464905 | 70958869 | 7854977 | 271665244 | 149400406 | 15718921 | 43843993
3 | Option 1C |  | $ |  | 380 | 15 | 9 | 123 | 97576180 | 164 | 153 | 87502516 | 504501454 | 210113965 | 340509271 | 8 | 372428043 | 192565549 | 18235881 | 28 | 25052738 | 1436407978 | 131480249 | 71201963 | 7813133 | 271569326 | 149357307 | 15715684 | 43847178
4 | Option 2A |  | $ |  | 713 | 25 | 16 | 228 | 179 | 306 | 14717295 | 93103086 | 413512825 | 148319715 | 239548428 | 15 | 454950764 | 232138220 | 25063001 | 72 | 18169002 | 1491176514 | 145474346 | 96418057 | 23526512 | 265773905 | 166967658 | 20920603 | 35827035
5 | Option 2B |  | $ |  | 2988 | 202 | 32 | 994 | 894 | 1456 | 1477 | 94333151 | 304626331 | 154658264 | 345176728 | 35 | 440185988 | 243744931 | 25054066 | 168 | 12471998 | 1481403771 | 159726429 | 82233868 | 16952197 | 269793878 | 150571337 | 30677762 | 27560645
6 | Option 2C |  | $ |  | 5598 | 294 | 149 | 1625 | 1972 | 1254 | 1231 | 78740106 | 318877355 | 154737839 | 345046268 | 176 | 440261094 | 243746543 | 25067544 | 194 | 12552665 | 1481751078 | 159736807 | 82255193 | 16944278 | 269793839 | 150565060 | 30667112 | 27569765
7 | Option 3A |  | $ |  | 810 | 35 | 19 | 259 | 203 | 398 | 28095721 | 86268174 | 435994663 | 180079563 | 198492042 | 19 | 454462772 | 220490623 | 16902291 | 97 | 23324519 | 1517876981 | 118348932 | 70674581 | 20648024 | 294721837 | 157242985 | 16641092 | 37604731
8 | Option 3B |  | $ |  | 2686 | 184 | 74 | 880 | 583 | 1058 | 7747924 | 92194706 | 301741167 | 153174225 | 345722078 | 27 | 436331479 | 246237972 | 25090086 | 121 | 13241562 | 1474821408 | 150600755 | 82753396 | 15594547 | 275588363 | 151682050 | 31647815 | 27662185
9 | Option 3C |  | $ |  | 4428 | 377 | 82 | 1466 | 1404 | 1344 | 1356 | 85325113 | 317412021 | 152813296 | 346664945 | 48 | 436050121 | 246380615 | 25086767 | 147 | 13044671 | 1473634448 | 150591220 | 82824435 | 15591188 | 275563857 | 151669086 | 31667535 | 27657481
10 | Option 4A |  | $ |  | 4752 | 390 | 71 | 1460 | 1038 | 2085 | 13585833 | 89787033 | 399726017 | 177622842 | 199830746 | 59 | 459878309 | 222179927 | 25103336 | 349 | 21701425 | 1531817926 | 117534688 | 72246381 | 18196415 | 292921212 | 151950002 | 18727944 | 37833185
11 | Option 4B |  | $ |  | 2824 | 271 | 33 | 1078 | 700 | 1281 | 1282 | 88034291 | 287996556 | 138738296 | 366844126 | 34 | 422020399 | 242015765 | 24689328 | 156 | 12354674 | 1468819011 | 152954133 | 84508843 | 10750923 | 279552776 | 158622243 | 36287058 | 26504416
12 | Option 4C |  | $ |  | 2672 | 115 | 69 | 844 | 861 | 1002 | 841 | 74503672 | 300843369 | 139987381 | 365786510 | 96 | 422135395 | 241929571 | 24711094 | 292 | 12367681 | 1468805386 | 152958568 | 84513604 | 10745036 | 279560427 | 158612295 | 36281854 | 26524468
Fuel consumption from generation dispatch |  |  | [NER, rule 5.16.1(c)(4)(i)]
Number | Option name | Central | Unit | FY 2019-20 | FY 2020-21 | FY 2021-22 | FY 2022-23 | FY 2023-24 | FY 2024-25 | FY 2025-26 | FY 2026-27 | FY 2027-28 | FY 2028-29 | FY 2029-30 | FY 2030-31 | FY 2031-32 | FY 2032-33 | FY 2033-34 | FY 2034-35 | FY 2035-36 | FY 2036-37 | FY 2037-38 | FY 2038-39 | FY 2039-40 | FY 2040-41 | FY 2041-42 | FY 2042-43 | FY 2043-44 | FY 2044-45 | FY 2045-46 | FY 2046-47 | FY 2047-48 | FY 2048-49
0 | Base case |  | $ |  | 3046379501 | 2890560091 | 2780655455 | 2732101278 | 2717974073 | 2640975355 | 2560773166 | 2600186589 | 2621346640 | 2586364661 | 2699235960 | 2319843854 | 2511440503 | 2516798336 | 2380037830 | 2023441102 | 2052646740 | 2431808954 | 2398628390 | 2497436197 | 2299595735 | 2566060280 | 3069357323 | 3077042500 | 2617553630
1 | Option 1A |  | $ |  | 3046373649 | 2890554414 | 2780649082 | 2750735517 | 2736503491 | 2658563237 | 2579593577 | 2620767283 | 2638256675 | 2630537106 | 2754958754 | 2323965392 | 2504700976 | 2513306353 | 2386902442 | 1967131747 | 2003797986 | 2368967627 | 2322992137 | 2417053719 | 2229473248 | 2498209417 | 3014604522 | 3025727592 | 2556678120
2 | Option 1B |  | $ |  | 3046368536 | 2890549275 | 2780642952 | 2751100844 | 2735187734 | 2656876008 | 2577675389 | 2619086723 | 2637085758 | 2700467062 | 2753843518 | 2365392394 | 2523951433 | 2513838555 | 2396364517 | 1959627717 | 2001591779 | 2295812010 | 2268502248 | 2364730015 | 2184330370 | 2425601536 | 2943459646 | 2969432290 | 2487208766
3 | Option 1C |  | $ |  | 3046377311 | 2890557948 | 2780653142 | 2729252826 | 2714055831 | 2635033428 | 2553782683 | 2595620085 | 2616665463 | 2693383915 | 2753314567 | 2365379527 | 2523940785 | 2513848868 | 2396350698 | 1959637087 | 2001605703 | 2295802651 | 2268429182 | 2364668999 | 2184306965 | 2425597928 | 2943481734 | 2969452544 | 2487220779
4 | Option 2A |  | $ |  | 3046375501 | 2890556220 | 2780651220 | 2762136759 | 2743582455 | 2666087996 | 2573680097 | 2613853633 | 2637721126 | 2635682232 | 2707207468 | 2290978067 | 2468387558 | 2469834833 | 2324531978 | 1882390559 | 1905717012 | 1935488069 | 1945374871 | 2066612647 | 1874315010 | 2138139934 | 2581212936 | 2645806733 | 2145339711
5 | Option 2B |  | $ |  | 3046376287 | 2890556940 | 2780651901 | 2764960913 | 2743082994 | 2665404846 | 2572349247 | 2612650010 | 2637181110 | 2648119827 | 2695243969 | 2321706100 | 2485144941 | 2477984148 | 2343142463 | 1863632290 | 1883616545 | 1849044508 | 1853722896 | 1946697739 | 1765938350 | 2039332580 | 2465090096 | 2538123952 | 2022300549
6 | Option 2C |  | $ |  | 3046380414 | 2890560851 | 2780656507 | 2779300585 | 2755382977 | 2677311001 | 2584277311 | 2625727319 | 2646887536 | 2648195899 | 2695257282 | 2321710261 | 2485161948 | 2477979366 | 2343172452 | 1863651139 | 1883610679 | 1849031965 | 1853717618 | 1946680720 | 1765932802 | 2039339537 | 2465060431 | 2538114026 | 2022270716
7 | Option 3A |  | $ |  | 3046379012 | 2890559558 | 2780654922 | 2756971737 | 2739047379 | 2661711120 | 2570430775 | 2609543647 | 2633573778 | 2604099496 | 2683878908 | 2275414677 | 2457053074 | 2464779225 | 2320230279 | 1889867127 | 1920990307 | 2010011326 | 2013193756 | 2121704358 | 1931279659 | 2203603193 | 2643381141 | 2708184517 | 2202122856
8 | Option 3B |  | $ |  | 3046376424 | 2890556969 | 2780651881 | 2757496348 | 2736188785 | 2658667631 | 2566166224 | 2605604978 | 2631709843 | 2648468504 | 2700013700 | 2318842306 | 2486916927 | 2477948800 | 2341369210 | 1865385338 | 1884498743 | 1851424914 | 1854394224 | 1949839660 | 1768261478 | 2039497035 | 2470505782 | 2538382494 | 2024297215
9 | Option 3C |  | $ |  | 3046380122 | 2890560671 | 2780656629 | 2777936537 | 2754800509 | 2676172959 | 2583498960 | 2624905258 | 2646037064 | 2648592059 | 2700040910 | 2318850842 | 2486944498 | 2477958801 | 2341390247 | 1865385242 | 1884502024 | 1851426608 | 1854416543 | 1949856870 | 1768276266 | 2039508388 | 2470525073 | 2538396626 | 2024296488
10 | Option 4A |  | $ |  | 3046379252 | 2890559852 | 2780655265 | 2756970932 | 2739023432 | 2659248054 | 2567332334 | 2606080651 | 2630773778 | 2609064873 | 2682076357 | 2274866263 | 2459715296 | 2466595410 | 2317982023 | 1884317568 | 1912532769 | 1961009055 | 1964796140 | 2079457721 | 1892277018 | 2163324590 | 2602278702 | 2670970753 | 2166738803
11 | Option 4B |  | $ |  | 3046380019 | 2890560549 | 2780656008 | 2762075186 | 2740566773 | 2660521719 | 2567435127 | 2606931223 | 2632499960 | 2656432192 | 2688893442 | 2336493546 | 2501385779 | 2493300128 | 2374369850 | 1856431515 | 1873798698 | 1828778596 | 1828710288 | 1919000913 | 1732342613 | 2000821287 | 2421664297 | 2485504627 | 1971082994
12 | Option 4C |  | $ |  | 3046367428 | 2890548187 | 2780641711 | 2777918242 | 2754752553 | 2673639341 | 2580175836 | 2621251851 | 2643168771 | 2671437259 | 2689201301 | 2336681030 | 2501459544 | 2493361986 | 2374397221 | 1856543233 | 1873810603 | 1828568404 | 1829137726 | 1919134718 | 1732497849 | 2000999475 | 2421825912 | 2485532419 | 1971275596
Number | Option name | Step change | Unit | FY 2019-20 | FY 2020-21 | FY 2021-22 | FY 2022-23 | FY 2023-24 | FY 2024-25 | FY 2025-26 | FY 2026-27 | FY 2027-28 | FY 2028-29 | FY 2029-30 | FY 2030-31 | FY 2031-32 | FY 2032-33 | FY 2033-34 | FY 2034-35 | FY 2035-36 | FY 2036-37 | FY 2037-38 | FY 2038-39 | FY 2039-40 | FY 2040-41 | FY 2041-42 | FY 2042-43 | FY 2043-44 | FY 2044-45 | FY 2045-46 | FY 2046-47 | FY 2047-48 | FY 2048-49
0 | Base case |  | $ |  | 3053013981 | 2857717403 | 2707965989 | 2610802939 | 2557369994 | 2465486012 | 2225230158 | 2145897389 | 2025748074 | 1903213877 | 1894441659 | 1924587149 | 2004855714 | 1714847724 | 1591441486 | 1645754532 | 1660147645 | 2150348314 | 2209043665 | 2269663784 | 1984438322 | 1780155773 | 2400261129 | 2620888815 | 2228018738
1 | Option 1A |  | $ |  | 3052999986 | 2857703523 | 2707950244 | 2610791770 | 2559235146 | 2462840393 | 2227626041 | 2151524430 | 2031440419 | 1906671272 | 1904527679 | 1928098101 | 2018953950 | 1704742496 | 1579776236 | 1613916302 | 1627352705 | 2066333711 | 2118629599 | 2199311475 | 1919112033 | 1682161234 | 2341380850 | 2570654249 | 2170161652
2 | Option 1B |  | $ |  | 3053002773 | 2857706161 | 2707953297 | 2610807576 | 2558777144 | 2456545305 | 2236494051 | 2157820864 | 2035664537 | 1905449880 | 1909767890 | 1930879238 | 2025676794 | 1696713626 | 1576519375 | 1606639416 | 1628827540 | 2004824046 | 2081292909 | 2121659141 | 1866076932 | 1605572830 | 2308368410 | 2536092279 | 2135409142
3 | Option 1C |  | $ |  | 3053001890 | 2857705229 | 2707952223 | 2610810844 | 2555741174 | 2445825519 | 2236700201 | 2158094483 | 2035627220 | 1905520765 | 1909749989 | 1930803229 | 2025614181 | 1696687913 | 1576505739 | 1606591753 | 1628820154 | 2004821495 | 2081295922 | 2121654766 | 1866077289 | 1605572146 | 2308368720 | 2536095477 | 2135412551
4 | Option 2A |  | $ |  | 3053000261 | 2857703823 | 2707950566 | 2610808554 | 2564062399 | 2452208527 | 2209343006 | 2144034232 | 2026159875 | 1909336123 | 1902119830 | 1897073812 | 1955935122 | 1673788424 | 1562856499 | 1559033351 | 1552063623 | 1684296144 | 1815168784 | 1945937815 | 1661958579 | 1433172497 | 2111737933 | 2317731164 | 1899649640
5 | Option 2B |  | $ |  | 3053016694 | 2857720181 | 2707969524 | 2610817020 | 2562486456 | 2449810502 | 2214253570 | 2148589171 | 2027347719 | 1901851964 | 1912997295 | 1903236797 | 1980206569 | 1674977567 | 1562770457 | 1560167699 | 1554384712 | 1618410805 | 1739856554 | 1807092338 | 1590624575 | 1350873300 | 2069453794 | 2228544109 | 1821401330
6 | Option 2C |  | $ |  | 3053018846 | 2857722433 | 2707972007 | 2610831482 | 2574483203 | 2452089434 | 2213859318 | 2148561302 | 2027173901 | 1901846474 | 1913013162 | 1903213845 | 1980153751 | 1674948508 | 1562771114 | 1560165729 | 1554394589 | 1618426839 | 1739857272 | 1807099206 | 1590626750 | 1350885133 | 2069455784 | 2228537757 | 1821385115
7 | Option 3A |  | $ |  | 3053002811 | 2857705937 | 2707953062 | 2610815196 | 2565946644 | 2458789212 | 2206760319 | 2140690687 | 2022316252 | 1904609649 | 1897763369 | 1886226109 | 1954334428 | 1672335211 | 1554519061 | 1560676818 | 1553061304 | 1751846503 | 1867340576 | 1985238605 | 1691528024 | 1474722996 | 2142447479 | 2359445263 | 1937209938
8 | Option 3B |  | $ |  | 3053008468 | 2857711769 | 2707959680 | 2610807647 | 2554541034 | 2444740689 | 2214755752 | 2149104399 | 2027675214 | 1901789181 | 1910894985 | 1899106182 | 1980007476 | 1673096143 | 1561301180 | 1559441767 | 1554341233 | 1613718847 | 1736002514 | 1804117966 | 1586799442 | 1348048160 | 2070056577 | 2226429449 | 1815842381
9 | Option 3C |  | $ |  | 3053018086 | 2857721647 | 2707970874 | 2610827065 | 2567777462 | 2450984722 | 2214286458 | 2149266294 | 2027436176 | 1901763627 | 1910924078 | 1899055156 | 1980019772 | 1673058518 | 1561336216 | 1559401392 | 1554333894 | 1613733522 | 1736022556 | 1804118980 | 1586806897 | 1348068504 | 2070060077 | 2226484413 | 1815864973
10 | Option 4A |  | $ |  | 3052999905 | 2857703362 | 2707950045 | 2610800989 | 2564473513 | 2456068374 | 2206796967 | 2140011483 | 2020396144 | 1902543340 | 1896330534 | 1883708548 | 1954365447 | 1670640111 | 1552421685 | 1554227447 | 1548046760 | 1704406552 | 1820501412 | 1952915575 | 1666595338 | 1443922841 | 2119385781 | 2329968898 | 1902474463
11 | Option 4B |  | $ |  | 3053002588 | 2857705726 | 2707952779 | 2610803310 | 2554355171 | 2440577095 | 2214558358 | 2146060950 | 2024144360 | 1898460410 | 1919392765 | 1918447892 | 1996474576 | 1680569085 | 1567081254 | 1557938553 | 1559222915 | 1595494770 | 1711999324 | 1773721369 | 1560854853 | 1334587135 | 2049882748 | 2186687944 | 1780183574
12 | Option 4C |  | $ |  | 3053009748 | 2857713025 | 2707961256 | 2610822081 | 2568595418 | 2447289892 | 2214456535 | 2146269918 | 2024006555 | 1898473036 | 1919393014 | 1918432080 | 1996419398 | 1680555823 | 1567090533 | 1557895135 | 1559186262 | 1595502988 | 1712026099 | 1773754461 | 1560869871 | 1334580563 | 2049882730 | 2186591922 | 1780028732
Number | Option name | Slow change | Unit | FY 2019-20 | FY 2020-21 | FY 2021-22 | FY 2022-23 | FY 2023-24 | FY 2024-25 | FY 2025-26 | FY 2026-27 | FY 2027-28 | FY 2028-29 | FY 2029-30 | FY 2030-31 | FY 2031-32 | FY 2032-33 | FY 2033-34 | FY 2034-35 | FY 2035-36 | FY 2036-37 | FY 2037-38 | FY 2038-39 | FY 2039-40 | FY 2040-41 | FY 2041-42 | FY 2042-43 | FY 2043-44 | FY 2044-45 | FY 2045-46 | FY 2046-47 | FY 2047-48 | FY 2048-49
0 | Base case |  | $ |  | 2811412103 | 2621073415 | 2492992486 | 2397602484 | 2385539286 | 2349735547 | 2292812699 | 2333582958 | 2373354148 | 2000337263 | 2054990833 | 1906310381 | 2056540658 | 2119903018 | 2125961373 | 1930667003 | 1776541302 | 1733619544 | 1695381163 | 1670309656 | 1615189343 | 1608501223 | 1498498923 | 1555932561 | 1213605089
1 | Option 1A |  | $ |  | 2813578687 | 2623110923 | 2495054246 | 2399840026 | 2387001485 | 2348242423 | 2292017897 | 2333703895 | 2370763809 | 2000827486 | 2057577926 | 1908140290 | 2059526303 | 2122532566 | 2128398491 | 1928849080 | 1762600086 | 1731946735 | 1693369730 | 1662332507 | 1606757282 | 1585487512 | 1461593949 | 1527448160 | 1191972559
2 | Option 1B |  | $ |  | 2813153382 | 2622711351 | 2494658408 | 2399465762 | 2383956081 | 2345037893 | 2288348756 | 2330197524 | 2366625999 | 1998256933 | 2055975398 | 1904666138 | 2057694539 | 2120471512 | 2126150261 | 1928567037 | 1776083792 | 1736694047 | 1701569125 | 1663144993 | 1599792920 | 1568041281 | 1403247622 | 1479977217 | 1148701097
3 | Option 1C |  | $ |  | 2811750350 | 2621390594 | 2493299784 | 2398199348 | 2382348966 | 2341575931 | 2284238168 | 2326501746 | 2363363937 | 1995953198 | 2054466156 | 1901478525 | 2055175393 | 2118038256 | 2123015270 | 1928593736 | 1776100437 | 1736686623 | 1701557838 | 1663135810 | 1599778883 | 1568033449 | 1403239314 | 1479971319 | 1148701781
4 | Option 2A |  | $ |  | 2818067406 | 2627434172 | 2499237544 | 2404213077 | 2387132040 | 2349262124 | 2291629471 | 2333839306 | 2371394324 | 2002051334 | 2055333007 | 1909143967 | 2059996594 | 2124432749 | 2129711109 | 1941054751 | 1772452502 | 1710303588 | 1682184722 | 1647390865 | 1597643949 | 1578956827 | 1410615313 | 1487935508 | 1150692416
5 | Option 2B |  | $ |  | 2819982151 | 2629281859 | 2501093942 | 2406039239 | 2385159694 | 2347151499 | 2289221596 | 2331319695 | 2368554034 | 1999934834 | 2056073511 | 1905841311 | 2059042377 | 2123271557 | 2127113399 | 1926135621 | 1767839114 | 1709540493 | 1690005327 | 1648136504 | 1598352000 | 1566113483 | 1376918753 | 1438046090 | 1110057153
6 | Option 2C |  | $ |  | 2825279445 | 2634404947 | 2505990901 | 2411093439 | 2388088400 | 2349315650 | 2291097664 | 2334145409 | 2370019049 | 2002061681 | 2060090694 | 1907863265 | 2063366363 | 2127005599 | 2129246374 | 1926235675 | 1767804773 | 1709540860 | 1690001796 | 1648136774 | 1598351367 | 1566120277 | 1376910176 | 1438040336 | 1110055447
7 | Option 3A |  | $ |  | 2813048642 | 2622612641 | 2494558294 | 2399457945 | 2383284385 | 2346020177 | 2288736230 | 2329980375 | 2367712135 | 1998373302 | 2054148035 | 1904047887 | 2055917738 | 2119922868 | 2124065254 | 1924194850 | 1745997294 | 1708482724 | 1680559594 | 1646292844 | 1581508727 | 1587070429 | 1431873759 | 1500382630 | 1167208480
8 | Option 3B |  | $ |  | 2813988405 | 2623497188 | 2495516417 | 2400324676 | 2379932659 | 2342710728 | 2284681856 | 2326062408 | 2363631997 | 1995525598 | 2052487924 | 1900388373 | 2053640681 | 2117796283 | 2121877464 | 1924095300 | 1772220177 | 1709954088 | 1687564736 | 1647677892 | 1594739209 | 1567002849 | 1374390682 | 1436489983 | 1108578146
9 | Option 3C |  | $ |  | 2825277664 | 2634403216 | 2505989301 | 2411076261 | 2388429876 | 2349224395 | 2291065137 | 2334111765 | 2369839408 | 2001761562 | 2060972822 | 1907240062 | 2063655716 | 2127015081 | 2129125317 | 1924166518 | 1772239882 | 1709931715 | 1687546273 | 1647667334 | 1594738236 | 1566999550 | 1374384266 | 1436482937 | 1108575814
10 | Option 4A |  | $ |  | 2813898050 | 2623411409 | 2495408070 | 2400247078 | 2384007047 | 2343087365 | 2285222279 | 2326448522 | 2364060689 | 1996676654 | 2053191992 | 1901824179 | 2054731416 | 2118900992 | 2122694388 | 1926966288 | 1747338452 | 1707905350 | 1681438745 | 1642973409 | 1575857808 | 1589792096 | 1408160915 | 1478484300 | 1146221574
11 | Option 4B |  | $ |  | 2817020575 | 2626426015 | 2498282824 | 2403213216 | 2382676424 | 2341408397 | 2282928360 | 2324614032 | 2361757277 | 1995357963 | 2053413197 | 1900019111 | 2054584712 | 2118866575 | 2122669830 | 1934962042 | 1778181429 | 1708153154 | 1696550856 | 1650970659 | 1587454894 | 1569691166 | 1370080244 | 1426373275 | 1099455337
12 | Option 4C |  | $ |  | 2826906525 | 2635975584 | 2507461321 | 2412633112 | 2389860480 | 2346820492 | 2288100880 | 2331118467 | 2366699742 | 2000438118 | 2060856154 | 1905427778 | 2063103756 | 2126740859 | 2128523201 | 1935006972 | 1778174862 | 1708148053 | 1696554260 | 1650975213 | 1587456148 | 1569687060 | 1370087053 | 1426378193 | 1099459361
Number | Option name | Fast change | Unit | FY 2019-20 | FY 2020-21 | FY 2021-22 | FY 2022-23 | FY 2023-24 | FY 2024-25 | FY 2025-26 | FY 2026-27 | FY 2027-28 | FY 2028-29 | FY 2029-30 | FY 2030-31 | FY 2031-32 | FY 2032-33 | FY 2033-34 | FY 2034-35 | FY 2035-36 | FY 2036-37 | FY 2037-38 | FY 2038-39 | FY 2039-40 | FY 2040-41 | FY 2041-42 | FY 2042-43 | FY 2043-44 | FY 2044-45 | FY 2045-46 | FY 2046-47 | FY 2047-48 | FY 2048-49
0 | Base case |  | $ |  | 3018161700 | 2842703453 | 2719485120 | 2654402661 | 2570933066 | 2467897066 | 2367361625 | 2389208010 | 2313127601 | 2148585099 | 2081935595 | 1943001727 | 2003055009 | 1922435698 | 1861079430 | 1833365382 | 1828022585 | 2071767442 | 1881771962 | 1842156581 | 1910137233 | 1851576775 | 2248940202 | 2100775878 | 1830415713
1 | Option 1A |  | $ |  | 3018164875 | 2842706292 | 2719488615 | 2653772688 | 2570776164 | 2471655261 | 2383222362 | 2402234076 | 2335747977 | 2161157396 | 2098687145 | 1960503813 | 2015851710 | 1904929757 | 1834000768 | 1785158788 | 1783472740 | 1998754119 | 1808717286 | 1764941238 | 1883859062 | 1780947440 | 2206329440 | 2055261266 | 1744224396
2 | Option 1B |  | $ |  | 3018162542 | 2842704039 | 2719485885 | 2653777768 | 2568967812 | 2470314373 | 2381478115 | 2400560534 | 2331042628 | 2154423039 | 2096753044 | 1970902696 | 2021946253 | 1906367397 | 1831804385 | 1766962094 | 1775302425 | 1922577613 | 1762062053 | 1717416805 | 1842191492 | 1742354276 | 2167124181 | 2029023585 | 1694656544
3 | Option 1C |  | $ |  | 3018151142 | 2842691131 | 2719471627 | 2654359023 | 2567925169 | 2468191322 | 2377559647 | 2398844247 | 2331193869 | 2154560153 | 2096786672 | 1970892752 | 2022113915 | 1906738182 | 1831328976 | 1766393140 | 1775332298 | 1922429449 | 1761916950 | 1717329948 | 1842080978 | 1742331477 | 2167107360 | 2029048212 | 1694628611
4 | Option 2A |  | $ |  | 3018152165 | 2842692120 | 2719472792 | 2653761773 | 2563100050 | 2469748360 | 2371216829 | 2385519549 | 2322754532 | 2152226342 | 2090950282 | 1946374066 | 1991761366 | 1871513776 | 1784044666 | 1706099150 | 1700320435 | 1673625802 | 1586632351 | 1539626276 | 1619176312 | 1497484811 | 1858520144 | 1768951796 | 1399928735
5 | Option 2B |  | $ |  | 3018162210 | 2842704123 | 2719485816 | 2653717525 | 2559940533 | 2468363258 | 2367509735 | 2381086796 | 2317129212 | 2141370510 | 2086312954 | 1949866876 | 2001488437 | 1874933789 | 1780308346 | 1686889369 | 1689204221 | 1657334302 | 1564462396 | 1504412655 | 1566071904 | 1447785260 | 1771965026 | 1688285455 | 1301565654
6 | Option 2C |  | $ |  | 3018162149 | 2842702950 | 2719485227 | 2653943693 | 2585982992 | 2467724456 | 2365750534 | 2379045698 | 2316137228 | 2141163589 | 2086303656 | 1949973223 | 2001462477 | 1874938500 | 1780331550 | 1686916255 | 1689231543 | 1657349197 | 1564460319 | 1504408617 | 1566085574 | 1447782586 | 1771965719 | 1688280729 | 1301563349
7 | Option 3A |  | $ |  | 3018152097 | 2842692406 | 2719473077 | 2653743170 | 2564873185 | 2470144575 | 2371866783 | 2387985668 | 2321484206 | 2153148120 | 2089095357 | 1942137250 | 1988342378 | 1864122412 | 1792144651 | 1730359657 | 1712607425 | 1694449081 | 1599990693 | 1551087578 | 1645446084 | 1521862674 | 1892209733 | 1787505150 | 1442872814
8 | Option 3B |  | $ |  | 3018157970 | 2842698542 | 2719479935 | 2653749563 | 2561204911 | 2468071587 | 2368024370 | 2382643541 | 2316702585 | 2142376298 | 2086408168 | 1952301383 | 2004318799 | 1874629955 | 1780822399 | 1684414640 | 1687593801 | 1653339041 | 1556938472 | 1504601168 | 1564053522 | 1448389455 | 1779295142 | 1691434149 | 1308336366
9 | Option 3C |  | $ |  | 3018161829 | 2842703112 | 2719485148 | 2653746888 | 2569191470 | 2467733138 | 2365253321 | 2378758119 | 2316563338 | 2142189160 | 2086281778 | 1952227117 | 2004292008 | 1874551172 | 1780656808 | 1684253128 | 1687513770 | 1653297844 | 1556946402 | 1504602986 | 1564043197 | 1448408810 | 1779289139 | 1691472952 | 1308345845
10 | Option 4A |  | $ |  | 3018163137 | 2842704794 | 2719486972 | 2653753556 | 2564876398 | 2468500258 | 2369954775 | 2385305601 | 2318107554 | 2148307157 | 2084486462 | 1937604538 | 1987328162 | 1863261991 | 1783257113 | 1713343657 | 1702414636 | 1682058839 | 1587449079 | 1541727565 | 1626703146 | 1504284351 | 1867966332 | 1764712964 | 1414100007
11 | Option 4B |  | $ |  | 3018162116 | 2842704086 | 2719485655 | 2653751775 | 2561187597 | 2466583356 | 2365586406 | 2379215405 | 2315486467 | 2143430449 | 2078211418 | 1952074422 | 2011180390 | 1887992889 | 1788786641 | 1684298791 | 1689536155 | 1644131770 | 1546483952 | 1489792855 | 1549594717 | 1426738230 | 1749163362 | 1663410774 | 1261137264
12 | Option 4C |  | $ |  | 3018156382 | 2842697446 | 2719478948 | 2653742520 | 2569190699 | 2465899957 | 2362511898 | 2374917717 | 2315121146 | 2143267215 | 2078193783 | 1952056107 | 2011165007 | 1887979615 | 1788746176 | 1684238787 | 1689519941 | 1644140670 | 1546478684 | 1489781574 | 1549590182 | 1426722802 | 1749160697 | 1663427048 | 1261083968
Voluntary load curtailment |  |  | [NER, rule 5.16.1(c)(4)(ii)]
Number | Option name | Central | Unit | FY 2019-20 | FY 2020-21 | FY 2021-22 | FY 2022-23 | FY 2023-24 | FY 2024-25 | FY 2025-26 | FY 2026-27 | FY 2027-28 | FY 2028-29 | FY 2029-30 | FY 2030-31 | FY 2031-32 | FY 2032-33 | FY 2033-34 | FY 2034-35 | FY 2035-36 | FY 2036-37 | FY 2037-38 | FY 2038-39 | FY 2039-40 | FY 2040-41 | FY 2041-42 | FY 2042-43 | FY 2043-44 | FY 2044-45 | FY 2045-46 | FY 2046-47 | FY 2047-48 | FY 2048-49
0 | Base case |  | $ |  | 21619837 | 4107847 | 7630611 | 6235753 | 18962256 | 123761 | 18581900 | 225174 | 20133430 | 23281871 | 6837433 | 9988303 | 15578262 | 15031071 | 26053284 | 32287469 | 23826249 | 112020156 | 108559 | 890079 | 8328207 | 24276102 | 21377643 | 35034153 | 15664800
1 | Option 1A |  | $ |  | 21618259 | 4106179 | 7628861 | 9336940 | 27430975 | 2067 | 7499881 | 2316 | 9486392 | 15991227 | 1170002 | 8062827 | 10344155 | 15718386 | 24186230 | 31363305 | 21543167 | 95425363 | 158440 | 918750 | 9703576 | 22084427 | 21378325 | 30395163 | 18393991
2 | Option 1B |  | $ |  | 21617284 | 4105130 | 7627914 | 9415186 | 28113810 | 713 | 5312318 | 799 | 8955827 | 3332741 | 971 | 5939437 | 6548277 | 14840089 | 18214482 | 24578076 | 14173293 | 66104394 | 184513 | 1458777 | 14823838 | 20762097 | 20482279 | 25284056 | 18073915
3 | Option 1C |  | $ |  | 21619506 | 4107484 | 7630284 | 6605961 | 33979110 | 3708 | 3495311 | 4125 | 678196 | 2973843 | 4952 | 5943698 | 6553559 | 14841762 | 18213298 | 24588228 | 14169922 | 66093364 | 190848 | 1465802 | 14830172 | 20769417 | 20490211 | 25292372 | 18083067
4 | Option 2A |  | $ |  | 21620466 | 4108402 | 7630974 | 11428095 | 15787157 | 4431 | 5107345 | 4792 | 9264988 | 15076183 | 458548 | 8146519 | 10347155 | 15175940 | 22449359 | 37686094 | 19827335 | 99296007 | 99482 | 1617825 | 12914094 | 27644872 | 19923032 | 32337857 | 18182252
5 | Option 2B |  | $ |  | 21619105 | 4107070 | 7629811 | 11670730 | 15785931 | 3199 | 4543963 | 3580 | 9049455 | 3891657 | 4325 | 5792376 | 5314226 | 14392114 | 18118014 | 22346840 | 13343064 | 75821209 | 242209 | 1761174 | 16824507 | 23672722 | 21132430 | 27694100 | 25880688
6 | Option 2C |  | $ |  | 21619590 | 4107594 | 7630373 | 14195464 | 11237291 | 3821 | 3680606 | 4282 | 1253605 | 3897605 | 5145 | 5793278 | 5314085 | 14386689 | 18124424 | 22355261 | 13344321 | 75820280 | 243591 | 1762691 | 16826302 | 23672749 | 21134071 | 27694601 | 25876007
7 | Option 3A |  | $ |  | 21619772 | 4107768 | 7630596 | 10276176 | 15882699 | 4054 | 10225326 | 6490 | 11927932 | 18874710 | 2195567 | 8223961 | 11907856 | 16768829 | 23644993 | 33107827 | 21124222 | 93927781 | 163104 | 991982 | 11675829 | 20444709 | 21241406 | 29398868 | 17141478
8 | Option 3B |  | $ |  | 21619027 | 4106981 | 7629775 | 10407064 | 15824345 | 3051 | 8394249 | 3385 | 10646281 | 3901044 | 4057 | 5798440 | 6098300 | 14396828 | 18254424 | 22883506 | 13581060 | 75552821 | 230473 | 1707870 | 16273834 | 23508924 | 21130134 | 27483362 | 24684250
9 | Option 3C |  | $ |  | 21620640 | 4108666 | 7631352 | 14069214 | 13867531 | 5111 | 3694864 | 5654 | 1240103 | 3910002 | 6772 | 5801299 | 6093127 | 14400407 | 18253450 | 22895509 | 13583524 | 75557422 | 234908 | 1712525 | 16279204 | 23513253 | 21135725 | 27489269 | 24685942
10 | Option 4A |  | $ |  | 21619619 | 4107607 | 7630381 | 10275993 | 15917830 | 3832 | 8669894 | 4255 | 10621204 | 17266804 | 1757548 | 8562798 | 13474349 | 16672357 | 23662414 | 33171747 | 22270388 | 98433396 | 162881 | 962485 | 11027440 | 19536143 | 21236536 | 29294380 | 17045774
11 | Option 4B |  | $ |  | 21619562 | 4107543 | 7630335 | 11427424 | 15794119 | 3761 | 5093878 | 4174 | 9094117 | 1858944 | 5006 | 5023298 | 4978384 | 14489495 | 19424012 | 20356065 | 12170744 | 63628074 | 318506 | 2358887 | 18153473 | 26717870 | 21154945 | 27606507 | 34622636
12 | Option 4C |  | $ |  | 21617110 | 4104941 | 7627754 | 14065173 | 13863115 | 471 | 3295302 | 528 | 58724 | 2003264 | 638 | 5018551 | 4973237 | 14481605 | 19415284 | 20422836 | 12187958 | 63620642 | 311212 | 2345390 | 18132543 | 26722168 | 21145783 | 27597978 | 34618055
Number | Option name | Step change | Unit | FY 2019-20 | FY 2020-21 | FY 2021-22 | FY 2022-23 | FY 2023-24 | FY 2024-25 | FY 2025-26 | FY 2026-27 | FY 2027-28 | FY 2028-29 | FY 2029-30 | FY 2030-31 | FY 2031-32 | FY 2032-33 | FY 2033-34 | FY 2034-35 | FY 2035-36 | FY 2036-37 | FY 2037-38 | FY 2038-39 | FY 2039-40 | FY 2040-41 | FY 2041-42 | FY 2042-43 | FY 2043-44 | FY 2044-45 | FY 2045-46 | FY 2046-47 | FY 2047-48 | FY 2048-49
0 | Base case |  | $ |  | 24098193 | 4286530 | 7629967 | 7476365 | 40442142 | 1843846 | 52636656 | 128148 | 25293564 | 8720925 | 14584588 | 9335017 | 22398993 | 28059261 | 37075730 | 54198141 | 20312575 | 171489274 | 1555717 | 11652966 | 2779465 | 9184891 | 20258836 | 33725924 | 50639172
1 | Option 1A |  | $ |  | 24095181 | 4283360 | 7626843 | 7472712 | 37879507 | 170 | 50094039 | 187 | 21290751 | 4781221 | 9862962 | 5929561 | 8500012 | 24746577 | 27448057 | 40358277 | 8348233 | 149014302 | 2061388 | 10019241 | 3100497 | 5513271 | 17300804 | 18212501 | 56842971
2 | Option 1B |  | $ |  | 24095638 | 4283843 | 7627262 | 7473255 | 40553818 | 824 | 23322637 | 907 | 12359349 | 4900098 | 6439753 | 2918365 | 5120454 | 18660863 | 26664368 | 36601485 | 6464017 | 102649769 | 860350 | 6347573 | 3027318 | 3495663 | 6324331 | 6220352 | 52917858
3 | Option 1C |  | $ |  | 24095478 | 4283674 | 7627115 | 7473065 | 49915384 | 595 | 23651972 | 656 | 12333071 | 4906739 | 6436247 | 2916475 | 5121134 | 18659215 | 26665931 | 36579410 | 6464820 | 102650436 | 859851 | 6347013 | 3026719 | 3495175 | 6323632 | 6219789 | 52917177
4 | Option 2A |  | $ |  | 24095229 | 4283411 | 7626886 | 7472771 | 22668754 | 6646 | 48740956 | 105844 | 20103299 | 6192918 | 7187662 | 5384445 | 10613603 | 20562563 | 28343577 | 39070218 | 10058550 | 158324049 | 2026766 | 15301718 | 4232127 | 16370188 | 19375417 | 26351058 | 53515297
5 | Option 2B |  | $ |  | 24099086 | 4287466 | 7630827 | 7477462 | 23415453 | 5667 | 24481183 | 6215 | 14499365 | 4053054 | 4828822 | 2144851 | 5045149 | 20691333 | 26164265 | 40709487 | 7069804 | 134336180 | 1075059 | 8767984 | 10436556 | 6710631 | 14185376 | 18251213 | 57639291
6 | Option 2C |  | $ |  | 24099447 | 4287860 | 7631065 | 7477884 | 21592331 | 6263 | 24715968 | 6897 | 14329447 | 4051107 | 4829624 | 2145684 | 5045817 | 20694321 | 26168269 | 40735935 | 7080384 | 134336862 | 1076452 | 8769389 | 10430036 | 6715128 | 14187843 | 18254251 | 57638834
7 | Option 3A |  | $ |  | 24095580 | 4283781 | 7627204 | 7473181 | 24022733 | 741 | 50027087 | 39148 | 20787048 | 5380819 | 12944530 | 6817750 | 7430037 | 26343321 | 28651478 | 43726930 | 10973342 | 167399676 | 2970578 | 11991212 | 3502541 | 6908820 | 22136130 | 22095388 | 52214210
8 | Option 3B |  | $ |  | 24097072 | 4285347 | 7628786 | 7475010 | 23865509 | 2808 | 24051580 | 3082 | 14619294 | 4362407 | 4818384 | 2213691 | 4965831 | 20861911 | 26407435 | 41784796 | 6993527 | 134152984 | 1056799 | 8648747 | 10200922 | 6510590 | 13701719 | 17616208 | 57298310
9 | Option 3C |  | $ |  | 24099181 | 4287559 | 7630962 | 7477577 | 22688755 | 5775 | 24453923 | 6299 | 14368182 | 4361519 | 4822213 | 2211411 | 4970814 | 20882790 | 26433824 | 41784847 | 7013963 | 134160872 | 1062736 | 8655105 | 10205174 | 6521280 | 13711853 | 17625841 | 57306582
10 | Option 4A |  | $ |  | 24095152 | 4283330 | 7626816 | 7472680 | 24082914 | 130 | 49990081 | 42336 | 20684344 | 5743590 | 12602689 | 6986945 | 7432007 | 26465294 | 28632400 | 43131049 | 10991235 | 166016094 | 2837902 | 11966456 | 3295309 | 6624913 | 21446602 | 21840555 | 51115742
11 | Option 4B |  | $ |  | 24095544 | 4283744 | 7627172 | 7473147 | 23770249 | 689 | 12199302 | 759 | 6437045 | 4323745 | 4225316 | 2101561 | 5129995 | 19788104 | 24988875 | 38957983 | 6094774 | 87303832 | 693426 | 6355371 | 11581055 | 5690301 | 8046599 | 12257675 | 55461579
12 | Option 4C |  | $ |  | 24098206 | 4286427 | 7629736 | 7476103 | 22864377 | 3997 | 12740406 | 4289 | 6195840 | 4321060 | 4232538 | 2105802 | 5135462 | 19795575 | 24996737 | 38959528 | 6099862 | 87311128 | 699839 | 6361747 | 11586182 | 5701995 | 8047412 | 12269002 | 55469013
Number | Option name | Slow change | Unit | FY 2019-20 | FY 2020-21 | FY 2021-22 | FY 2022-23 | FY 2023-24 | FY 2024-25 | FY 2025-26 | FY 2026-27 | FY 2027-28 | FY 2028-29 | FY 2029-30 | FY 2030-31 | FY 2031-32 | FY 2032-33 | FY 2033-34 | FY 2034-35 | FY 2035-36 | FY 2036-37 | FY 2037-38 | FY 2038-39 | FY 2039-40 | FY 2040-41 | FY 2041-42 | FY 2042-43 | FY 2043-44 | FY 2044-45 | FY 2045-46 | FY 2046-47 | FY 2047-48 | FY 2048-49
0 | Base case |  | $ |  | 18592580 | 29361 | 2433774 | 5349570 | 12208713 | 1350 | 14737557 | 1517 | 12819835 | 1694 | 1798 | 3863691 | 6678978 | 3943480 | 5715043 | 21118020 | 6110364 | 45705790 | 1163071 | 4809480 | 16988588 | 16984054 | 23645412 | 16201890 | 9192670
1 | Option 1A |  | $ |  | 18629683 | 32579 | 3096273 | 10756033 | 18423924 | 2121 | 5340616 | 2411 | 7261542 | 2648 | 2803 | 19086 | 5666449 | 56313 | 5671759 | 23100660 | 5754439 | 41418249 | 1206265 | 6280617 | 18863352 | 15851619 | 22529912 | 15013569 | 10102097
2 | Option 1B |  | $ |  | 18622304 | 31836 | 2925421 | 10877306 | 18756182 | 1832 | 5122375 | 2059 | 7159808 | 2298 | 2439 | 2585 | 5640079 | 2918 | 5501422 | 22444788 | 5954406 | 42604968 | 686909 | 5704295 | 16530578 | 19870010 | 20966183 | 14438895 | 9365054
3 | Option 1C |  | $ |  | 18597658 | 29048 | 2525307 | 10971622 | 24445545 | 432 | 16986 | 486 | 514 | 542 | 575 | 610 | 1376434 | 688 | 39668 | 22442713 | 5953167 | 42605106 | 683812 | 5701900 | 16527182 | 19866975 | 20961819 | 14434410 | 9363742
4 | Option 2A |  | $ |  | 18950074 | 37452 | 4569599 | 11972986 | 10728901 | 1275 | 5134194 | 1440 | 7268007 | 1609 | 1710 | 1817 | 5640547 | 109335 | 5777017 | 21333265 | 6912451 | 46415882 | 797579 | 5042137 | 19981196 | 15688481 | 22658819 | 15967771 | 10882343
5 | Option 2B |  | $ |  | 19098280 | 40153 | 5161821 | 12321127 | 10263499 | 1728 | 4643497 | 1951 | 6117648 | 2188 | 2325 | 2459 | 5639951 | 25756 | 5410483 | 21996560 | 5627295 | 39581643 | 645936 | 5325590 | 16421147 | 20689019 | 21083217 | 13628574 | 11180686
6 | Option 2C |  | $ |  | 19513312 | 47638 | 6873111 | 12624746 | 9740666 | 2980 | 27754 | 3347 | 3529 | 3715 | 3938 | 4165 | 1889203 | 4696 | 44499 | 21997900 | 5630175 | 39584937 | 648263 | 5328511 | 16424813 | 20691744 | 21086325 | 13632500 | 11184742
7 | Option 3A |  | $ |  | 18620300 | 31437 | 2890322 | 11116575 | 10809790 | 1488 | 9270975 | 1664 | 7521241 | 1858 | 1973 | 237245 | 6122173 | 665287 | 5699741 | 23281968 | 6060162 | 41136627 | 1321114 | 6401434 | 17783527 | 16462301 | 22476680 | 14954073 | 9420779
8 | Option 3B |  | $ |  | 18637878 | 32810 | 3233351 | 11227435 | 10754728 | 1782 | 6634481 | 2003 | 7343688 | 2232 | 2367 | 107841 | 5733786 | 158619 | 5619477 | 21991073 | 5738751 | 39002691 | 626530 | 5240223 | 16489444 | 20587657 | 21081117 | 14363097 | 10945909
9 | Option 3C |  | $ |  | 19512492 | 46771 | 6872196 | 12623755 | 10629521 | 1871 | 26584 | 2104 | 2224 | 2347 | 2489 | 2641 | 1887583 | 2977 | 42687 | 22001806 | 5748034 | 39006294 | 626801 | 5243560 | 16489625 | 20591613 | 21081616 | 14363529 | 10945017
10 | Option 4A |  | $ |  | 18634572 | 32443 | 3204324 | 11210941 | 10844038 | 1461 | 6885576 | 1651 | 7359127 | 1835 | 1949 | 158693 | 5747371 | 197689 | 5721903 | 23057294 | 6124379 | 41402941 | 1248369 | 6308916 | 18181166 | 16404872 | 22489128 | 14964928 | 9470464
11 | Option 4B |  | $ |  | 18868775 | 35839 | 4225885 | 11781742 | 10728509 | 875 | 5130701 | 997 | 7259951 | 1129 | 1192 | 1275 | 5638705 | 1470 | 5604612 | 20595264 | 7142688 | 38984648 | 534972 | 4508489 | 15788840 | 20281273 | 21109842 | 13426943 | 13591229
12 | Option 4C |  | $ |  | 19650931 | 49104 | 7548404 | 12689326 | 10629928 | 2300 | 9083 | 2581 | 2725 | 2872 | 3043 | 3222 | 3419 | 3629 | 24643 | 20593433 | 7148605 | 38987291 | 537901 | 4512873 | 15793515 | 20283509 | 21113449 | 13431024 | 13595520
Number | Option name | Fast change | Unit | FY 2019-20 | FY 2020-21 | FY 2021-22 | FY 2022-23 | FY 2023-24 | FY 2024-25 | FY 2025-26 | FY 2026-27 | FY 2027-28 | FY 2028-29 | FY 2029-30 | FY 2030-31 | FY 2031-32 | FY 2032-33 | FY 2033-34 | FY 2034-35 | FY 2035-36 | FY 2036-37 | FY 2037-38 | FY 2038-39 | FY 2039-40 | FY 2040-41 | FY 2041-42 | FY 2042-43 | FY 2043-44 | FY 2044-45 | FY 2045-46 | FY 2046-47 | FY 2047-48 | FY 2048-49
0 | Base case |  | $ |  | 22077781 | 4108920 | 9475253 | 5702487 | 22439693 | 2265489 | 26509459 | 1777836 | 13045230 | 12112987 | 10806745 | 8046503 | 7323926 | 19068676 | 28460692 | 40968001 | 21654993 | 127114480 | 243286 | 247864 | 3809298 | 11275432 | 20783597 | 33807925 | 12423456
1 | Option 1A |  | $ |  | 22079694 | 4110903 | 9477073 | 7140218 | 21524900 | 6327 | 6431035 | 6844 | 10382672 | 8688904 | 7810564 | 7580953 | 3572139 | 16954940 | 18511635 | 43238676 | 18648691 | 108920034 | 309723 | 126386 | 2916125 | 7092735 | 20758138 | 27854098 | 13923935
2 | Option 1B |  | $ |  | 22078391 | 4109571 | 9475831 | 7138891 | 21917951 | 4723 | 4297953 | 5262 | 4534549 | 957375 | 974809 | 3860393 | 2359875 | 16064606 | 16737834 | 32490213 | 7603455 | 100569801 | 243759 | 94128 | 3093789 | 3343047 | 20762411 | 26825770 | 18166500
3 | Option 1C |  | $ |  | 22075147 | 4106125 | 9472472 | 7135106 | 24370618 | 280 | 3306006 | 315 | 4610085 | 957525 | 997653 | 3896038 | 2337343 | 16062784 | 16711297 | 32492841 | 7597123 | 100459660 | 234349 | 82957 | 3082726 | 3329714 | 20748648 | 26814109 | 18160063
4 | Option 2A |  | $ |  | 22075318 | 4106310 | 9472635 | 7135303 | 13148860 | 525 | 4365336 | 589 | 8961196 | 7813716 | 6149440 | 7586926 | 4992933 | 16863539 | 18108537 | 44899369 | 18001524 | 110103861 | 195876 | 435303 | 5240063 | 15832424 | 20746608 | 32751907 | 19780080
5 | Option 2B |  | $ |  | 22077820 | 4108975 | 9475287 | 7138313 | 13147241 | 4031 | 3978412 | 4488 | 5911379 | 2301304 | 1540130 | 2756244 | 1556928 | 16498268 | 15404581 | 33012032 | 8847990 | 90674804 | 301695 | 390985 | 7790042 | 7776560 | 20948414 | 33024523 | 32109539
6 | Option 2C |  | $ |  | 22080202 | 4111498 | 9477813 | 7140950 | 11251085 | 7288 | 2708019 | 7826 | 5915581 | 2305604 | 1544782 | 2761155 | 1562829 | 16503637 | 15409359 | 33021665 | 8852878 | 90681148 | 307103 | 396812 | 7796151 | 7782711 | 20954757 | 33031244 | 32118014
7 | Option 3A |  | $ |  | 22075367 | 4106363 | 9472681 | 7135354 | 13359526 | 595 | 8434597 | 667 | 10736822 | 12034497 | 8336740 | 7443647 | 3254361 | 17007749 | 18203046 | 45205817 | 20429589 | 105265995 | 312868 | 120650 | 3733988 | 7204993 | 20707246 | 28577920 | 14902855
8 | Option 3B |  | $ |  | 22077055 | 4108146 | 9474411 | 7137302 | 13322733 | 2877 | 7557626 | 3193 | 5841164 | 2138392 | 1565656 | 3213107 | 1874414 | 16592423 | 15477356 | 32630750 | 8829559 | 97794228 | 304989 | 387220 | 7286473 | 7979361 | 20928107 | 32761540 | 31004188
9 | Option 3C |  | $ |  | 22078184 | 4109357 | 9475571 | 7138635 | 12360706 | 4516 | 2677142 | 5042 | 5847470 | 2153432 | 1570248 | 3219488 | 1872310 | 16593172 | 15480165 | 32615982 | 8832742 | 97807248 | 308595 | 391296 | 7291484 | 7986671 | 20932683 | 32766834 | 31008730
10 | Option 4A |  | $ |  | 22078508 | 4109718 | 9475869 | 7138956 | 13377136 | 4929 | 7688308 | 5493 | 10492822 | 12999704 | 8132608 | 7248845 | 3213900 | 17029084 | 17933348 | 45595329 | 20691952 | 107792649 | 324519 | 155993 | 4392206 | 7525270 | 20735931 | 30163744 | 15237353
11 | Option 4B |  | $ |  | 22078129 | 4109279 | 9475628 | 7138665 | 13321801 | 4417 | 4584127 | 4942 | 1632435 | 1111540 | 174653 | 446121 | 1173219 | 15378286 | 15210545 | 29374807 | 6578193 | 56471296 | 261836 | 495173 | 7675194 | 5877549 | 21028519 | 28423924 | 34000680
12 | Option 4C |  | $ |  | 22076289 | 4107358 | 9473569 | 7136412 | 12358289 | 1915 | 2338570 | 2148 | 1627563 | 1107667 | 171244 | 442633 | 1169405 | 15374343 | 15206898 | 29367957 | 6573650 | 56464978 | 256685 | 489620 | 7668633 | 5871243 | 21021880 | 28416371 | 33991518
Costs for non RIT-T proponent parties |  |  | [NER, rule 5.16.1(c)(4)(iv)] | 2022 2020: Proportionate share
Number | Option name | Central | Unit | FY 2019-20 | FY 2020-21 | FY 2021-22 | FY 2022-23 | FY 2023-24 | FY 2024-25 | FY 2025-26 | FY 2026-27 | FY 2027-28 | FY 2028-29 | FY 2029-30 | FY 2030-31 | FY 2031-32 | FY 2032-33 | FY 2033-34 | FY 2034-35 | FY 2035-36 | FY 2036-37 | FY 2037-38 | FY 2038-39 | FY 2039-40 | FY 2040-41 | FY 2041-42 | FY 2042-43 | FY 2043-44 | FY 2044-45 | FY 2045-46 | FY 2046-47 | FY 2047-48 | FY 2048-49
0 | Base case |  | $ |  | 853306176 | 838637887 | 837289876 | 1699258617 | 2161670338 | 2148955455 | 1937323924 | 1970986123 | 4073222312 | 3752193894 | 1541610945 | 6260297706 | 5829164663 | 2270720600 | 2223148487 | 8784110463 | 3216674382 | 8203468131 | 1581119756 | 1411762708 | 819888124 | 2382224325 | 3176517217 | 1019431758 | 963370474
1 | Option 1A |  | $ |  | 853304119 | 838632373 | 837306515 | 1372992742 | 1623943317 | 2118330924 | 1905909321 | 2015234611 | 3765946445 | 3298141971 | 1551981296 | 6438752397 | 5897568681 | 2257133244 | 2210264638 | 9028420194 | 3087426606 | 8295477628 | 1562766734 | 1476248240 | 872273592 | 2289039218 | 3190527482 | 1008148477 | 979896359
2 | Option 1B |  | $ |  | 853257141 | 838628697 | 837277936 | 1366069743 | 1623456746 | 2117946539 | 1903950318 | 2016930895 | 3768739294 | 2430385825 | 2361446046 | 5378438839 | 6299032717 | 2370867218 | 2187131499 | 9043114149 | 3099255230 | 8575610802 | 1495031188 | 1460835970 | 831990910 | 2416258544 | 3189613569 | 987191470 | 983768633
3 | Option 1C |  | $ |  | 853298326 | 838637639 | 837285084 | 1716528175 | 1620260434 | 2115714179 | 1911863404 | 2019663963 | 3753794761 | 2259568119 | 2282977065 | 5379161549 | 6299032734 | 2370701651 | 2187259547 | 9042758828 | 3099547702 | 8575630351 | 1495411887 | 1460731484 | 832035566 | 2416077662 | 3189528661 | 987206444 | 983780430
4 | Option 2A |  | $ |  | 853317919 | 838636404 | 837305561 | 1194093354 | 1625536177 | 2119572660 | 1918148581 | 2021547862 | 3762356834 | 3121253602 | 1989859237 | 6282243621 | 5790128691 | 2359312102 | 2349874204 | 8738884097 | 3237146155 | 9684318115 | 1655376809 | 1312730902 | 772042515 | 2423996763 | 3337582507 | 919309304 | 964725339
5 | Option 2B |  | $ |  | 853304893 | 838635554 | 837294320 | 1148916386 | 1625297917 | 2119307473 | 1917799055 | 2022069889 | 3763607914 | 2856857114 | 2344828754 | 5429950515 | 6028715450 | 2401062189 | 2202568098 | 9097717687 | 3174768817 | 9610398665 | 1767302108 | 1470051149 | 763501410 | 2384951671 | 3387509001 | 894665473 | 970996145
6 | Option 2C |  | $ |  | 853309416 | 838640036 | 837289832 | 927291252 | 1627022730 | 2120760091 | 1913885567 | 2022688674 | 3769585655 | 3017006795 | 2344616855 | 5429927882 | 6028557187 | 2401378825 | 2202388266 | 9097918908 | 3174782183 | 9610455365 | 1767275730 | 1470117780 | 763503294 | 2384866564 | 3387628879 | 894616810 | 971023235
7 | Option 3A |  | $ |  | 853303813 | 838638739 | 837286760 | 1275285750 | 1624845946 | 2119043226 | 1917909505 | 2022195917 | 3759919191 | 3510593245 | 1805182470 | 6383959354 | 5678269782 | 2334601905 | 2351319919 | 8634716215 | 3179648840 | 9387678635 | 1681441336 | 1401292757 | 776709708 | 2352713149 | 3372016079 | 916192418 | 981227682
8 | Option 3B |  | $ |  | 853289815 | 838635190 | 837285209 | 1266003495 | 1624194880 | 2118497924 | 1917302067 | 2024377119 | 3759772246 | 2771185666 | 2301229554 | 5486301211 | 5977203826 | 2426103274 | 2226095551 | 9040653114 | 3195008267 | 9621262783 | 1758839410 | 1475303834 | 763778642 | 2374488019 | 3385990759 | 897829090 | 973441197
9 | Option 3C |  | $ |  | 853335694 | 838642885 | 837303856 | 947681771 | 1626706688 | 2120581414 | 1913284992 | 2022074200 | 3770276496 | 3001096019 | 2300975508 | 5486288661 | 5976989614 | 2426290434 | 2226484868 | 9040752105 | 3194783298 | 9621338003 | 1758713967 | 1475338904 | 763781676 | 2374477294 | 3385954520 | 897843512 | 973462237
10 | Option 4A |  | $ |  | 853303364 | 838637916 | 837288625 | 1275283436 | 1624841319 | 2118635630 | 1917534062 | 2022297796 | 3759806858 | 3401858668 | 1910402755 | 6306783229 | 5653287444 | 2327283786 | 2406390516 | 8583039849 | 3186147802 | 9530274985 | 1711257667 | 1371180358 | 773143978 | 2355557610 | 3370260019 | 908423158 | 974289296
11 | Option 4B |  | $ |  | 853304552 | 838637718 | 837287108 | 1194081679 | 1624872197 | 2118615117 | 1917243648 | 2023717982 | 3762034693 | 2685946146 | 2540103332 | 4964993342 | 6056692284 | 2351190526 | 2037924828 | 9497223397 | 3134150133 | 9521841992 | 1786907201 | 1499949255 | 807422195 | 2389397262 | 3379531574 | 898285723 | 973080512
12 | Option 4C |  | $ |  | 853248867 | 838628141 | 837273031 | 947651737 | 1626685061 | 2120073068 | 1913478101 | 2022016568 | 3770587596 | 2695715896 | 2701172552 | 4962694890 | 6056817411 | 2351247517 | 2037343870 | 9497661034 | 3134403174 | 9524231365 | 1783522405 | 1502290101 | 807022927 | 2388662063 | 3379479091 | 898239397 | 973031517
Number | Option name | Step change | Unit | FY 2019-20 | FY 2020-21 | FY 2021-22 | FY 2022-23 | FY 2023-24 | FY 2024-25 | FY 2025-26 | FY 2026-27 | FY 2027-28 | FY 2028-29 | FY 2029-30 | FY 2030-31 | FY 2031-32 | FY 2032-33 | FY 2033-34 | FY 2034-35 | FY 2035-36 | FY 2036-37 | FY 2037-38 | FY 2038-39 | FY 2039-40 | FY 2040-41 | FY 2041-42 | FY 2042-43 | FY 2043-44 | FY 2044-45 | FY 2045-46 | FY 2046-47 | FY 2047-48 | FY 2048-49
0 | Base case |  | $ |  | 860878412 | 839343930 | 830313351 | 1817914432 | 3084458572 | 1674436751 | 4158427944 | 2650545881 | 7192350205 | 5549276778 | 5357607403 | 1667145610 | 7195249140 | 4995797151 | 1349511898 | 1802684214 | 1488940080 | 9599382166 | 2013046336 | 1785880981 | 1114971211 | 4959356809 | 2056861387 | 841532429 | 896481226
1 | Option 1A |  | $ |  | 860811115 | 839339999 | 830287512 | 1817934837 | 2757631273 | 1679202600 | 3118677181 | 2647960229 | 7281303416 | 5611837457 | 5230546125 | 1795088216 | 7105070235 | 4972178028 | 1516741475 | 1834661274 | 1529822134 | 9729938580 | 1894777157 | 1807030236 | 1070441298 | 4927626825 | 2082692623 | 880889136 | 909498511
2 | Option 1B |  | $ |  | 860829611 | 839340717 | 830299926 | 1817975234 | 2605203376 | 1730952864 | 2639563145 | 2901913895 | 7157822187 | 5790718491 | 4926056890 | 1862741554 | 7020581222 | 5076835620 | 1381527112 | 1925491755 | 1467130382 | 9973246320 | 1810268872 | 2214744712 | 886910477 | 4812972366 | 2143286247 | 895913030 | 911479856
3 | Option 1C |  | $ |  | 860823236 | 839340340 | 830295596 | 1817956394 | 2554967236 | 1808498514 | 2583854360 | 2939767966 | 7144975459 | 5806017789 | 4932595033 | 1863141251 | 7021527516 | 5076930463 | 1381042618 | 1925614072 | 1467181501 | 9973435905 | 1810290506 | 2214735268 | 886906698 | 4812973860 | 2143288715 | 895902889 | 911479120
4 | Option 2A |  | $ |  | 860813110 | 839340064 | 830288792 | 1818606867 | 2521578137 | 1785431336 | 3025581879 | 2795952746 | 7122286503 | 5593532482 | 5354096719 | 1646318408 | 7466640577 | 4875727153 | 1290839208 | 1965317315 | 1833899855 | 10697708653 | 1628357224 | 1525573761 | 1074128431 | 4596679494 | 2217843158 | 954632986 | 917576826
5 | Option 2B |  | $ |  | 860909846 | 839345611 | 830326938 | 1818648410 | 2493570998 | 1795636244 | 2607125447 | 2898637337 | 7110958109 | 5740227687 | 4934672512 | 1733232023 | 7317619343 | 4962246265 | 1330064278 | 1897845356 | 1837254088 | 10785411860 | 1765531201 | 1927930700 | 804626585 | 4403098502 | 2206481352 | 1066842583 | 931927964
6 | Option 2C |  | $ |  | 860944430 | 839344285 | 830356524 | 1819447575 | 2381738341 | 1884429547 | 2629202718 | 2888980978 | 7116802820 | 5724876935 | 4934493373 | 1733178900 | 7318113482 | 4962015340 | 1330150927 | 1897394855 | 1837161740 | 10785730907 | 1765567985 | 1927916038 | 804767336 | 4402924377 | 2206520487 | 1066872800 | 931928656
7 | Option 3A |  | $ |  | 860827065 | 839340502 | 830298120 | 1818719779 | 2509871738 | 1743903251 | 3433493423 | 2722708582 | 7115365993 | 5549174952 | 5203817897 | 1758657796 | 7367352998 | 4864163690 | 1439423548 | 1813172596 | 1838405352 | 10365136776 | 1774701423 | 1561789295 | 1130214015 | 4642579162 | 2190482148 | 944896951 | 917032180
8 | Option 3B |  | $ |  | 860855672 | 839342501 | 830304941 | 1817969005 | 2543470596 | 1770296210 | 2574541055 | 2913462095 | 7107021804 | 5737109285 | 4940093571 | 1744691104 | 7297831204 | 4962150569 | 1335131376 | 1876559562 | 1851806508 | 10807110796 | 1771304156 | 1923092856 | 809487319 | 4400451840 | 2203026633 | 1071124012 | 930959810
9 | Option 3C |  | $ |  | 860900239 | 839344639 | 830323851 | 1818912100 | 2434463998 | 1828566620 | 2624695409 | 2890113770 | 7124330757 | 5713403748 | 4939926726 | 1745077660 | 7297255475 | 4962462328 | 1334810551 | 1877239376 | 1851314619 | 10807402838 | 1771227063 | 1923209197 | 809520606 | 4400238079 | 2203039817 | 1071093233 | 930980762
10 | Option 4A |  | $ |  | 860809894 | 839339965 | 830286748 | 1818594143 | 2523784363 | 1723815552 | 3326951666 | 2734134093 | 7136104598 | 5551951357 | 5194297999 | 1735815102 | 7365666534 | 4838945815 | 1467107576 | 1813771264 | 1828482812 | 10518878465 | 1784198252 | 1475234395 | 1103052696 | 4616197288 | 2199436360 | 959552397 | 923431657
11 | Option 4B |  | $ |  | 860825648 | 839340468 | 830297283 | 1817931082 | 2543985825 | 1785131812 | 2577326421 | 2891189083 | 7111638256 | 5624115408 | 4728233690 | 1672281613 | 7373249511 | 4967754286 | 1312821578 | 1959863333 | 1785573726 | 10906673692 | 1769884506 | 2027266819 | 783627434 | 4338550117 | 2201184112 | 1115747819 | 933576232
12 | Option 4C |  | $ |  | 860880910 | 839342564 | 830326575 | 1818926848 | 2431602084 | 1842199683 | 2620232061 | 2876737874 | 7129630557 | 5599598011 | 4727424204 | 1672650873 | 7373782523 | 4967309248 | 1312934807 | 1960008771 | 1785557946 | 10906656328 | 1769721253 | 2027255798 | 783735609 | 4338407845 | 2201278084 | 1115889487 | 933627027
Number | Option name | Slow change | Unit | FY 2019-20 | FY 2020-21 | FY 2021-22 | FY 2022-23 | FY 2023-24 | FY 2024-25 | FY 2025-26 | FY 2026-27 | FY 2027-28 | FY 2028-29 | FY 2029-30 | FY 2030-31 | FY 2031-32 | FY 2032-33 | FY 2033-34 | FY 2034-35 | FY 2035-36 | FY 2036-37 | FY 2037-38 | FY 2038-39 | FY 2039-40 | FY 2040-41 | FY 2041-42 | FY 2042-43 | FY 2043-44 | FY 2044-45 | FY 2045-46 | FY 2046-47 | FY 2047-48 | FY 2048-49
0 | Base case |  | $ |  | 1445986976 | 792458126 | 788742062 | 996923196 | 1505404858 | 795679150 | 777235486 | 774089412 | 801995018 | 707445992 | 692358209 | 721106405 | 803195862 | 702241834 | 1021215374 | 4637000033 | 3850592259 | 7144655436 | 1260423465 | 1918289292 | 1968900597 | 3072334631 | 3053559148 | 862238257 | 941863261
1 | Option 1A |  | $ |  | 1402374910 | 792846302 | 789129034 | 821674857 | 790051906 | 796145324 | 777721674 | 774958123 | 802152130 | 707656720 | 692359111 | 693395113 | 696295834 | 702963194 | 820488187 | 4540407249 | 3924519478 | 6911079651 | 1298496830 | 1969102553 | 2040117724 | 3077442238 | 3125690663 | 825635681 | 947397537
2 | Option 1B |  | $ |  | 1410924071 | 792770956 | 789053581 | 811255904 | 789453163 | 795547200 | 777058810 | 774441283 | 801498522 | 707350540 | 692347093 | 693212051 | 695580616 | 702426586 | 726849146 | 3972382492 | 3875346648 | 6942385035 | 1309869948 | 2036809059 | 2121535297 | 3209847271 | 3179665648 | 797618193 | 949775235
3 | Option 1C |  | $ |  | 1439101242 | 792516504 | 788800643 | 786024754 | 790004777 | 796975588 | 778704053 | 776284524 | 802786951 | 707593095 | 692661166 | 693882370 | 695829602 | 702284936 | 726117181 | 3974965235 | 3874993873 | 6942544206 | 1309894654 | 2036792686 | 2121547100 | 3209856833 | 3179645149 | 797620621 | 949774287
4 | Option 2A |  | $ |  | 1310316765 | 793661715 | 789915676 | 787064493 | 790366653 | 796178805 | 777736434 | 774752066 | 802133239 | 707811445 | 693172018 | 694107789 | 696591547 | 703195613 | 759480878 | 4374050760 | 4011378790 | 7259922457 | 1227321021 | 1957678609 | 1959436271 | 3148077077 | 3099473839 | 832694510 | 939100919
5 | Option 2B |  | $ |  | 1271186026 | 794012995 | 790257863 | 787387850 | 790015788 | 795751900 | 777179549 | 774416144 | 801641670 | 707719581 | 693075826 | 694219986 | 696001813 | 702803380 | 727396994 | 4044159055 | 3934768484 | 7035278647 | 1268175448 | 2027181344 | 2074255700 | 3171096120 | 3234963773 | 805516454 | 941789876
6 | Option 2C |  | $ |  | 1163220179 | 794986681 | 791203946 | 788277685 | 790470865 | 796124195 | 777525082 | 774787763 | 801914811 | 708059920 | 693346522 | 694446414 | 695890819 | 703207243 | 727815453 | 4092251835 | 3934845914 | 7035044711 | 1268208631 | 2027169732 | 2074250278 | 3171067929 | 3235026275 | 805500841 | 941790074
7 | Option 3A |  | $ |  | 1413002882 | 792750802 | 789032447 | 786253075 | 789637802 | 795535189 | 777033952 | 774085283 | 801552139 | 707489752 | 692603992 | 693634748 | 696280496 | 702507106 | 930789244 | 4579323043 | 3964802790 | 6914587297 | 1248724032 | 1986659418 | 2094070844 | 2908839087 | 3199849712 | 824731505 | 945456201
8 | Option 3B |  | $ |  | 1394120085 | 792919696 | 789204967 | 786397024 | 789041294 | 794887650 | 776348394 | 773586471 | 800759837 | 707243221 | 692553593 | 693580353 | 695623647 | 702005138 | 879324573 | 3845518014 | 3879099225 | 7076254320 | 1271247831 | 2028545960 | 2061939254 | 3170558761 | 3241534048 | 801957730 | 942435850
9 | Option 3C |  | $ |  | 1163212157 | 794985744 | 791197924 | 788274736 | 790474764 | 796121397 | 777525739 | 774837136 | 801911451 | 708135158 | 693328381 | 694507868 | 695838590 | 703119746 | 727672879 | 4092381655 | 3877223559 | 7076815907 | 1271279068 | 2028430241 | 2061972590 | 3170518080 | 3241572288 | 801959122 | 942430360
10 | Option 4A |  | $ |  | 1395936519 | 792902349 | 789183870 | 786379256 | 789768502 | 794927891 | 776449749 | 773678335 | 800870079 | 707344176 | 692772163 | 693603195 | 696017671 | 702204726 | 897247390 | 4516779672 | 3991733910 | 6913971220 | 1249203627 | 2014401909 | 2062385380 | 2897160077 | 3261058150 | 826211619 | 943056153
11 | Option 4B |  | $ |  | 1331752038 | 793469519 | 789732895 | 786891005 | 789535873 | 794615433 | 776103169 | 773456977 | 800398513 | 707301549 | 692887347 | 693785802 | 695523357 | 701998228 | 746750668 | 3562066053 | 3979065269 | 7191556492 | 1193446204 | 2065927745 | 2161130111 | 3145158155 | 3240328145 | 809839528 | 940330451
12 | Option 4C |  | $ |  | 1130279002 | 795282961 | 791488847 | 788534560 | 790735151 | 795611023 | 776998408 | 774508975 | 801363102 | 708139860 | 693698802 | 694529319 | 695661181 | 702924590 | 727148502 | 3671701027 | 3978207224 | 7191667324 | 1193323271 | 2065964941 | 2161108498 | 3145208056 | 3240294586 | 809832904 | 940335184
Number | Option name | Fast change | Unit | FY 2019-20 | FY 2020-21 | FY 2021-22 | FY 2022-23 | FY 2023-24 | FY 2024-25 | FY 2025-26 | FY 2026-27 | FY 2027-28 | FY 2028-29 | FY 2029-30 | FY 2030-31 | FY 2031-32 | FY 2032-33 | FY 2033-34 | FY 2034-35 | FY 2035-36 | FY 2036-37 | FY 2037-38 | FY 2038-39 | FY 2039-40 | FY 2040-41 | FY 2041-42 | FY 2042-43 | FY 2043-44 | FY 2044-45 | FY 2045-46 | FY 2046-47 | FY 2047-48 | FY 2048-49
0 | Base case |  | $ |  | 848684655 | 829914250 | 821811709 | 1479264634 | 2925411487 | 2469104917 | 2451917628 | 3171760834 | 8133333860 | 5799276285 | 5031404950 | 1146428134 | 7036323959 | 5574224815 | 1949024587 | 2029916574 | 1823306151 | 8582216476 | 2994066886 | 2477233784 | 908488101 | 5188689088 | 2879853137 | 978149467 | 887122678
1 | Option 1A |  | $ |  | 848728500 | 829918655 | 821834969 | 1401910271 | 2963968732 | 2357639295 | 2195155112 | 3338391021 | 6776019390 | 6098036506 | 4852391040 | 1127443724 | 7138619951 | 6137410873 | 1654824554 | 1905631885 | 1760374387 | 8809528942 | 2921940600 | 2460769081 | 888674005 | 5130308719 | 2881068815 | 982828517 | 902650737
2 | Option 1B |  | $ |  | 848699597 | 829916158 | 821822726 | 1401995062 | 2944412066 | 2347767667 | 2201852298 | 3338202197 | 6712761385 | 6112910118 | 4502056419 | 927777345 | 7225118420 | 6060239694 | 1676908895 | 2057154727 | 1670424183 | 9046036986 | 2735015572 | 2485350047 | 836261356 | 5115485922 | 2834921052 | 996407982 | 900072161
3 | Option 1C |  | $ |  | 848625087 | 829907948 | 821794285 | 1396115046 | 2914710492 | 2353424973 | 2223963334 | 3350251547 | 6720671788 | 6110725507 | 4505733903 | 927524111 | 7224293189 | 6055935258 | 1688713922 | 2054216563 | 1666811643 | 9048529160 | 2734149660 | 2485554561 | 836135970 | 5115061524 | 2834835644 | 996378051 | 900063066
4 | Option 2A |  | $ |  | 848633031 | 829908337 | 821799203 | 1401486266 | 3087991626 | 2210878427 | 2108726881 | 3384224635 | 6824812298 | 6084695500 | 4871368628 | 1083063230 | 7049327975 | 6026909744 | 1932808316 | 1796591645 | 1949183461 | 9506367888 | 2463250062 | 2316595354 | 984642077 | 4954101951 | 3038334488 | 970951968 | 874601314
5 | Option 2B |  | $ |  | 848695174 | 829913641 | 821817238 | 1400422505 | 3082102804 | 2171451279 | 2119214758 | 3414502011 | 6749067799 | 6099170175 | 4582146819 | 950098914 | 7077649200 | 5949271441 | 1945555678 | 1945718454 | 1837835638 | 9213745387 | 2483840511 | 2467817696 | 907094599 | 4939513154 | 3083836848 | 980617921 | 875847858
6 | Option 2C |  | $ |  | 848741285 | 829916706 | 821853643 | 1406852421 | 2830908638 | 2400017647 | 2088140825 | 3445002199 | 6736076132 | 6108190313 | 4574832245 | 950077393 | 7077968017 | 5948632254 | 1945537403 | 1945757766 | 1837668602 | 9213689902 | 2483903645 | 2467787789 | 907037520 | 4939516115 | 3083851644 | 980612281 | 875845621
7 | Option 3A |  | $ |  | 848635505 | 829908471 | 821800745 | 1401040184 | 3045757918 | 2274809700 | 2103535499 | 3363106266 | 6956986462 | 5998371244 | 4983362277 | 1217021808 | 6912238894 | 6155696623 | 1683905581 | 1687777687 | 2062334440 | 9450805037 | 2567825012 | 2377273040 | 949634706 | 4946207816 | 3066574087 | 967240980 | 868874265
8 | Option 3B |  | $ |  | 848678487 | 829913267 | 821815565 | 1401049843 | 3023444764 | 2252006921 | 2116182951 | 3397055387 | 6771044874 | 6081539064 | 4572917532 | 926170724 | 7072594417 | 5971934118 | 1941679026 | 1961309369 | 1832831923 | 9217294533 | 2502355264 | 2461761386 | 903447892 | 4926609480 | 3081451532 | 978966197 | 875404790
9 | Option 3C |  | $ |  | 848720851 | 829916132 | 821834124 | 1401536369 | 2984753085 | 2252606745 | 2108585104 | 3441825121 | 6738440242 | 6092795901 | 4567890038 | 926015702 | 7072856746 | 5973316708 | 1942067258 | 1961322829 | 1832294461 | 9217889717 | 2502107678 | 2461753196 | 903430183 | 4926619696 | 3081394219 | 979010740 | 875410641
10 | Option 4A |  | $ |  | 848727424 | 829916676 | 821839620 | 1401142872 | 3045692475 | 2240040610 | 2110543414 | 3384945037 | 6919675932 | 6020503007 | 4952881731 | 1220897001 | 6906110813 | 6103386937 | 1794051505 | 1686134222 | 2000948964 | 9374609592 | 2561597481 | 2387215328 | 915180582 | 4949351406 | 3074949430 | 968148467 | 865741066
11 | Option 4B |  | $ |  | 848689492 | 829914946 | 821811800 | 1401088136 | 3028423802 | 2209557624 | 2120828030 | 3432855979 | 6720152823 | 5936325274 | 4732592233 | 795554509 | 7066447060 | 5806811979 | 1915959595 | 2080357016 | 1763074349 | 9285133020 | 2474031807 | 2450713783 | 899461799 | 4919311181 | 3021616286 | 996676972 | 889327248
12 | Option 4C |  | $ |  | 848679416 | 829910680 | 821828246 | 1401487508 | 2984508726 | 2218985073 | 2115347696 | 3471718928 | 6695893306 | 5939733057 | 4730684875 | 795557933 | 7066197192 | 5806933602 | 1916170867 | 2080414474 | 1762802611 | 9284938355 | 2474114672 | 2450740580 | 899419002 | 4919309244 | 3021596975 | 996635584 | 889374399
Note on F19: Enter 'start year' inputs based on financial year ie 1 July to 30 June
Note on G19: Enter 'end year' inputs based on financial year ie 1 July to 30 June
Note on H19: Enter 'commission year' inputs based on financial year ie 1 July to 30 June
Note on P19: Enter 'start year' inputs based on financial year ie 1 July to 30 June
Note on Q19: Enter 'end year' inputs based on financial year ie 1 July to 30 June
Note on R19: Enter 'commission year' inputs based on financial year ie 1 July to 30 June

## Calculation
Calculation
Calculating costs, benefits and NPV for each option
Incremental net present value calculation
Net present value for each option
Number | Option name |  | Units | NPV | FY 2019-20 | FY 2020-21 | FY 2021-22 | FY 2022-23 | FY 2023-24 | FY 2024-25 | FY 2025-26 | FY 2026-27 | FY 2027-28 | FY 2028-29 | FY 2029-30 | FY 2030-31 | FY 2031-32 | FY 2032-33 | FY 2033-34 | FY 2034-35 | FY 2035-36 | FY 2036-37 | FY 2037-38 | FY 2038-39 | FY 2039-40 | FY 2040-41 | FY 2041-42 | FY 2042-43 | FY 2043-44 | FY 2044-45 | FY 2045-46 | FY 2046-47 | FY 2047-48 | FY 2048-49
1 | Option 1A |  | $ | 333648454.0232 | 0 | -198740540 | -198736847 | -198758304 | 90519706 | 468014198 | 5208460 | 35458119 | -72556148 | 323317415 | 510973308 | -68196545 | -292725672 | -68096158 | 18041911 | 11817504 | -211553550 | 171528673 | -40902385 | 88466252 | 7584577 | 8411816 | 153663620 | 28225193 | 61392605 | 484925684 | 0 | 0 | 0 | 0
2 | Option 1B |  | $ | 539815381.4411 | 0 | -239185678 | -239226692 | -239222535 | 56193684 | 460320289 | 5662078 | 39903563 | -132689817 | 274014435 | 1438494945 | -997146795 | 783682018 | -502805892 | -106093958 | 51153821 | -232957824 | 177265533 | -235535452 | 211142387 | 70390479 | 85927813 | 93193037 | 105864570 | 146461023 | 710367171 | 0 | 0 | 0 | 0
3 | Option 1C |  | $ | 451576298.8649 | 0 | -264989490 | -264997324 | -264992646 | -279808615 | 413791662 | 28703155 | 56669377 | -54490281 | 387785157 | 1616892665 | -917956884 | 783024019 | -502624539 | -105798257 | 51177917 | -232488829 | 177315473 | -235600089 | 210968942 | 70686598 | 86039312 | 93528352 | 106047211 | 146555208 | 689196038 | 0 | 0 | 0 | 0
4 | Option 2A |  | $ | 762794109.3591 | 0 | -311260108 | -311246175 | -311262449 | 133379321 | 616976972 | -8061470 | 27023901 | -76459154 | 334978376 | 748507929 | -462112224 | 5803960 | 97446647 | -51350889 | -71078185 | 21442033 | 218483107 | -1150558543 | 386159390 | 509437100 | 456089509 | 332954683 | 306090521 | 528040573 | 1138985334 | 0 | 0 | 0 | 0
5 | Option 2B |  | $ | 952860883.7712 | 0 | -355744922 | -355743770 | -355750037 | 127427206 | 624597561 | -8891085 | 27488449 | -181555655 | 232683143 | 1058240227 | -808523242 | 850296886 | -155175638 | -133437844 | 78221293 | -340818656 | 301678915 | -1035443191 | 365908288 | 466517308 | 565237492 | 493725196 | 361053683 | 664593933 | 1474915066 | 0 | 0 | 0 | 0
6 | Option 2C |  | $ | 1154773869.9201 | 0 | -346753928 | -346752723 | -346750859 | 323251899 | 658046695 | -21890478 | 20697194 | -90892477 | 337926415 | 900448364 | -805885595 | 852764535 | -152623832 | -131292719 | 80791937 | -338602388 | 304089303 | -1033044779 | 368388095 | 468904263 | 567679573 | 496251517 | 363395588 | 667096713 | 1335459086 | 0 | 0 | 0 | 0
7 | Option 3A |  | $ | 782357141.0181 | 0 | -253497064 | -253500417 | -253496413 | 120852351 | 576383903 | -843930 | 27705141 | -70488241 | 320035642 | 294576622 | -253533759 | -44810236 | 249829273 | -26737007 | -67447694 | 139036264 | 264754129 | -882455330 | 292042398 | 368105284 | 398006787 | 360613632 | 202839211 | 475484830 | 960308530 | 0 | 0 | 0 | 0
8 | Option 3B |  | $ | 1096480906.4245 | 0 | -305229201 | -305243223 | -305240891 | 77204836 | 591760010 | 676062 | -22994870.3333 | -126130746.3333 | 271429218.6667 | 1145993885 | -767253279 | 794476009 | -102171885 | -160127624 | 56436442 | -274473272 | 282893000 | -1027997089 | 374592649 | 459748059 | 565628243 | 496442534 | 359673534 | 663616275 | 1354696009 | 0 | 0 | 0 | 0
9 | Option 3C |  | $ | 1168026436.1891 | 0 | -338782512 | -338756871 | -338766148 | 314407468 | 631966121 | -20255649 | 22381433 | -89137850 | 338419045 | 916269749 | -766710198 | 794803482 | -101730484 | -159956706 | 56350288 | -274260980 | 283417460 | -1027739085 | 375023826 | 460007511 | 565923861 | 496754697 | 360005487 | 663898900 | 1319042483 | 0 | 0 | 0 | 0
10 | Option 4A |  | $ | 656308249.1944 | 0 | -253746607 | -332749528 | -332748257 | 41605567 | 492439711 | -1143022 | 29564602 | -70294701 | 325981633 | 414066403 | -359683318 | 45340616 | 251841643 | -24067881 | -125788379 | 187042637 | 261209786 | -1003647437 | 310663375 | 437041317 | 438053744 | 393759082 | 240043195 | 517473963 | 1188691999 | 0 | 0 | 0 | 0
11 | Option 4B |  | $ | 969602303.3747 | 0 | -305498422 | -393499881 | -393497407 | 51204016 | 515982260 | -4826037 | -83435150.3333 | -189328688.3333 | 223195705.6667 | 1220011087 | -1000307855 | 1346401938 | -205723642 | -125929917 | 220874992 | -754312724 | 338723137 | -885336791 | 367833167 | 458924860 | 550723907 | 509391381 | 407849239 | 710015851 | 1710098530 | 0 | 0 | 0 | 0
12 | Option 4C |  | $ | 967802642.5009 | 0 | -338675836 | -472724825 | -472716238 | 180460951 | 498041897 | -22567431 | 20552453 | -90780268 | 336799749 | 1195354435 | -1161419379 | 1349265687 | -206559975 | -125946043 | 221745157 | -753889355 | 337839455 | -887067045 | 371750752 | 456687411 | 551249675 | 510201590 | 408056816 | 710309769 | 1661177904 | 0 | 0 | 0 | 0
Present value of benefits for each option
Number | Option name |  | Units | PV | FY 2019-20 | FY 2020-21 | FY 2021-22 | FY 2022-23 | FY 2023-24 | FY 2024-25 | FY 2025-26 | FY 2026-27 | FY 2027-28 | FY 2028-29 | FY 2029-30 | FY 2030-31 | FY 2031-32 | FY 2032-33 | FY 2033-34 | FY 2034-35 | FY 2035-36 | FY 2036-37 | FY 2037-38 | FY 2038-39 | FY 2039-40 | FY 2040-41 | FY 2041-42 | FY 2042-43 | FY 2043-44 | FY 2044-45 | FY 2045-46 | FY 2046-47 | FY 2047-48 | FY 2048-49
1 | Option 1A |  | $ | 991712517.0812 | 0 | 9460 | 13153 | -8304 | 289269706 | 475964198 | 13158460 | 43408119 | -64606148 | 331267415 | 518923308 | -60246545 | -284775672 | -60146158 | 25991911 | 19767504 | -203603550 | 179478673 | -32952385 | 96416252 | 15534577 | 16361816 | 161613620 | 36175193 | 69342605 | 43535684 | 0 | 0 | 0 | 0
2 | Option 1B |  | $ | 1393667025.61 | 0 | 64322 | 23308 | 27465 | 295443684 | 469890289 | 15232078 | 49473563 | -64619817 | 342084435 | 1449234945 | -986406795 | 794422018 | -492065892 | -95353958 | 61893821 | -222217824 | 188005533 | -224795452 | 221882387 | 81130479 | 96667813 | 103933037 | 116604570 | 157201023 | 107607171 | 0 | 0 | 0 | 0
3 | Option 1C |  | $ | 1330639933.5773 | 0 | 10510 | 2676 | 7354 | -14808615 | 424391662 | 39303155 | 67269377 | -43890281 | 398385157 | 1627492665 | -907356884 | 793624019 | -492024539 | -95198257 | 61777917 | -221888829 | 187915473 | -225000089 | 221568942 | 81286598 | 96639312 | 104128352 | 116647211 | 157155208 | 107571038 | 0 | 0 | 0 | 0
4 | Option 2A |  | $ | 1798046550.5959 | 0 | -10108 | 3825 | -12449 | 444629321 | 629426972 | 4388530 | 39473901 | -64009154 | 347428376 | 760957929 | -449662224 | 18253960 | 109896647 | -38900889 | -58628185 | 33892033 | 230933107 | -1138108543 | 398609390 | 521887100 | 468539509 | 345404683 | 318540521 | 540490573 | 467450334 | 0 | 0 | 0 | 0
5 | Option 2B |  | $ | 2245014447.3982 | 0 | 5078 | 6230 | -37 | 483177206 | 638827561 | 5338915 | 41718449 | -63325655 | 350913143 | 1074550227 | -792213242 | 866606886 | -138865638 | -117127844 | 94531293 | -324508656 | 317988915 | -1019133191 | 382218288 | 482827308 | 581547492 | 510035196 | 377363683 | 680903933 | 577100066 | 0 | 0 | 0 | 0
6 | Option 2C |  | $ | 2305663464.0048 | 0 | -3928 | -2723 | -859 | 670001899 | 671916695 | -8020478 | 34567194 | -77022477 | 351796415 | 914318364 | -792015595 | 866634535 | -138753832 | -117422719 | 94661937 | -324732388 | 317959303 | -1019174779 | 382258095 | 482774263 | 581549573 | 510121517 | 377265588 | 680966713 | 577104086 | 0 | 0 | 0 | 0
7 | Option 3A |  | $ | 1621402327.5164 | 0 | 2936 | -417 | 3587 | 374352351 | 586523903 | 9296070 | 37845141 | -60348241 | 330175642 | 304716622 | -243393759 | -34670236 | 259969273 | -16597007 | -57307694 | 149176264 | 274894129 | -872315330 | 302182398 | 378245284 | 408146787 | 370753632 | 212979211 | 485624830 | 396083530 | 0 | 0 | 0 | 0
8 | Option 3B |  | $ | 2197518054.5074 | 0 | 20799 | 6777 | 9109 | 382454836 | 603970010 | 12886062 | 44548463 | -58587413 | 338972552 | 1159863885 | -753383279 | 808346009 | -88301885 | -146257624 | 70306442 | -260603272 | 296763000 | -1014127089 | 388462649 | 473618059 | 579498243 | 510312534 | 373543534 | 677486275 | 574541009 | 0 | 0 | 0 | 0
9 | Option 3C |  | $ | 2291488784.5554 | 0 | -32512 | -6871 | -16148 | 653157468 | 645516121 | -6705649 | 35931433 | -75587850 | 351969045 | 929819749 | -753160198 | 808353482 | -88180484 | -146406706 | 69900288 | -260710980 | 296967460 | -1014189085 | 388573826 | 473557511 | 579473861 | 510304697 | 373555487 | 677448900 | 574517483 | 0 | 0 | 0 | 0
10 | Option 4A |  | $ | 1737730002.3908 | 0 | 3393 | 472 | 1743 | 374355567 | 581589711 | 12166978 | 42874602 | -56984701 | 339291633 | 427376403 | -346373318 | 58650616 | 265151643 | -10757881 | -112478379 | 200352637 | 274519786 | -990337437 | 323973375 | 450351317 | 451363744 | 407069082 | 253353195 | 530783963 | 438561999 | 0 | 0 | 0 | 0
11 | Option 4B |  | $ | 2437937205.5009 | 0 | 1578 | 119 | 2593 | 444704016 | 616202260 | 10913963 | 46638183 | -59255355 | 353269039 | 1239181087 | -981137855 | 1365571938 | -186553642 | -106759917 | 240044992 | -735142724 | 357893137 | -866166791 | 387003167 | 478094860 | 569893907 | 528561381 | 427019239 | 729185851 | 618368530 | 0 | 0 | 0 | 0
12 | Option 4C |  | $ | 2504793105.452 | 0 | 74164 | 25175 | 33762 | 653210951 | 645591897 | -3657431 | 39462453 | -71870268 | 355709749 | 1214264435 | -1142509379 | 1368175687 | -187649975 | -107036043 | 240655157 | -734979355 | 356749455 | -868157045 | 390660752 | 475597411 | 570159675 | 529111590 | 426966816 | 729219769 | 618242904 | 0 | 0 | 0 | 0
Present value of costs for each option
Number | Option name |  | Units | PV | FY 2019-20 | FY 2020-21 | FY 2021-22 | FY 2022-23 | FY 2023-24 | FY 2024-25 | FY 2025-26 | FY 2026-27 | FY 2027-28 | FY 2028-29 | FY 2029-30 | FY 2030-31 | FY 2031-32 | FY 2032-33 | FY 2033-34 | FY 2034-35 | FY 2035-36 | FY 2036-37 | FY 2037-38 | FY 2038-39 | FY 2039-40 | FY 2040-41 | FY 2041-42 | FY 2042-43 | FY 2043-44 | FY 2044-45 | FY 2045-46 | FY 2046-47 | FY 2047-48 | FY 2048-49
1 | Option 1A |  | $ | -658064063.058 | 0 | -198750000 | -198750000 | -198750000 | -198750000 | -7950000 | -7950000 | -7950000 | -7950000 | -7950000 | -7950000 | -7950000 | -7950000 | -7950000 | -7950000 | -7950000 | -7950000 | -7950000 | -7950000 | -7950000 | -7950000 | -7950000 | -7950000 | -7950000 | -7950000 | 441390000 | 0 | 0 | 0 | 0
2 | Option 1B |  | $ | -853851644.1689 | 0 | -239250000 | -239250000 | -239250000 | -239250000 | -9570000 | -9570000 | -9570000 | -68070000 | -68070000 | -10740000 | -10740000 | -10740000 | -10740000 | -10740000 | -10740000 | -10740000 | -10740000 | -10740000 | -10740000 | -10740000 | -10740000 | -10740000 | -10740000 | -10740000 | 602760000 | 0 | 0 | 0 | 0
3 | Option 1C |  | $ | -879063634.7124 | 0 | -265000000 | -265000000 | -265000000 | -265000000 | -10600000 | -10600000 | -10600000 | -10600000 | -10600000 | -10600000 | -10600000 | -10600000 | -10600000 | -10600000 | -10600000 | -10600000 | -10600000 | -10600000 | -10600000 | -10600000 | -10600000 | -10600000 | -10600000 | -10600000 | 581625000 | 0 | 0 | 0 | 0
4 | Option 2A |  | $ | -1035252441.2368 | 0 | -311250000 | -311250000 | -311250000 | -311250000 | -12450000 | -12450000 | -12450000 | -12450000 | -12450000 | -12450000 | -12450000 | -12450000 | -12450000 | -12450000 | -12450000 | -12450000 | -12450000 | -12450000 | -12450000 | -12450000 | -12450000 | -12450000 | -12450000 | -12450000 | 671535000 | 0 | 0 | 0 | 0
5 | Option 2B |  | $ | -1292153563.627 | 0 | -355750000 | -355750000 | -355750000 | -355750000 | -14230000 | -14230000 | -14230000 | -118230000 | -118230000 | -16310000 | -16310000 | -16310000 | -16310000 | -16310000 | -16310000 | -16310000 | -16310000 | -16310000 | -16310000 | -16310000 | -16310000 | -16310000 | -16310000 | -16310000 | 897815000 | 0 | 0 | 0 | 0
6 | Option 2C |  | $ | -1150889594.0847 | 0 | -346750000 | -346750000 | -346750000 | -346750000 | -13870000 | -13870000 | -13870000 | -13870000 | -13870000 | -13870000 | -13870000 | -13870000 | -13870000 | -13870000 | -13870000 | -13870000 | -13870000 | -13870000 | -13870000 | -13870000 | -13870000 | -13870000 | -13870000 | -13870000 | 758355000 | 0 | 0 | 0 | 0
7 | Option 3A |  | $ | -839045186.4984 | 0 | -253500000 | -253500000 | -253500000 | -253500000 | -10140000 | -10140000 | -10140000 | -10140000 | -10140000 | -10140000 | -10140000 | -10140000 | -10140000 | -10140000 | -10140000 | -10140000 | -10140000 | -10140000 | -10140000 | -10140000 | -10140000 | -10140000 | -10140000 | -10140000 | 564225000 | 0 | 0 | 0 | 0
8 | Option 3B |  | $ | -1101037148.083 | 0 | -305250000 | -305250000 | -305250000 | -305250000 | -12210000 | -12210000 | -67543333.3333 | -67543333.3333 | -67543333.3333 | -13870000 | -13870000 | -13870000 | -13870000 | -13870000 | -13870000 | -13870000 | -13870000 | -13870000 | -13870000 | -13870000 | -13870000 | -13870000 | -13870000 | -13870000 | 780155000 | 0 | 0 | 0 | 0
9 | Option 3C |  | $ | -1123462348.3662 | 0 | -338750000 | -338750000 | -338750000 | -338750000 | -13550000 | -13550000 | -13550000 | -13550000 | -13550000 | -13550000 | -13550000 | -13550000 | -13550000 | -13550000 | -13550000 | -13550000 | -13550000 | -13550000 | -13550000 | -13550000 | -13550000 | -13550000 | -13550000 | -13550000 | 744525000 | 0 | 0 | 0 | 0
10 | Option 4A |  | $ | -1081421753.1964 | 0 | -253750000 | -332750000 | -332750000 | -332750000 | -89150000 | -13310000 | -13310000 | -13310000 | -13310000 | -13310000 | -13310000 | -13310000 | -13310000 | -13310000 | -13310000 | -13310000 | -13310000 | -13310000 | -13310000 | -13310000 | -13310000 | -13310000 | -13310000 | -13310000 | 750130000 | 0 | 0 | 0 | 0
11 | Option 4B |  | $ | -1468334902.1262 | 0 | -305500000 | -393500000 | -393500000 | -393500000 | -100220000 | -15740000 | -130073333.3333 | -130073333.3333 | -130073333.3333 | -19170000 | -19170000 | -19170000 | -19170000 | -19170000 | -19170000 | -19170000 | -19170000 | -19170000 | -19170000 | -19170000 | -19170000 | -19170000 | -19170000 | -19170000 | 1091730000 | 0 | 0 | 0 | 0
12 | Option 4C |  | $ | -1536990462.9511 | 0 | -338750000 | -472750000 | -472750000 | -472750000 | -147550000 | -18910000 | -18910000 | -18910000 | -18910000 | -18910000 | -18910000 | -18910000 | -18910000 | -18910000 | -18910000 | -18910000 | -18910000 | -18910000 | -18910000 | -18910000 | -18910000 | -18910000 | -18910000 | -18910000 | 1042935000 | 0 | 0 | 0 | 0
Incremental cost calculation
Year series
Year count |  |  |  |  | 1 | 2 | 3 | 4 | 5 | 6 | 7 | 8 | 9 | 10 | 11 | 12 | 13 | 14 | 15 | 16 | 17 | 18 | 19 | 20 | 21 | 22 | 23 | 24 | 25 | 26 | 27 | 28 | 29 | 30
Year applicable |  |  |  |  | 1 | 1 | 1 | 1 | 1 | 1 | 1 | 1 | 1 | 1 | 1 | 1 | 1 | 1 | 1 | 1 | 1 | 1 | 1 | 1 | 1 | 1 | 1 | 1 | 1 | 1 | 0 | 0 | 0 | 0
Financial year series I |  |  |  |  | FY 2019-20 | FY 2020-21 | FY 2021-22 | FY 2022-23 | FY 2023-24 | FY 2024-25 | FY 2025-26 | FY 2026-27 | FY 2027-28 | FY 2028-29 | FY 2029-30 | FY 2030-31 | FY 2031-32 | FY 2032-33 | FY 2033-34 | FY 2034-35 | FY 2035-36 | FY 2036-37 | FY 2037-38 | FY 2038-39 | FY 2039-40 | FY 2040-41 | FY 2041-42 | FY 2042-43 | FY 2043-44 | FY 2044-45 | FY 2045-46 | FY 2046-47 | FY 2047-48 | FY 2048-49
Financial year series II |  |  |  |  | 2019-20 | 2020-21 | 2021-22 | 2022-23 | 2023-24 | 2024-25 | 2025-26 | 2026-27 | 2027-28 | 2028-29 | 2029-30 | 2030-31 | 2031-32 | 2032-33 | 2033-34 | 2034-35 | 2035-36 | 2036-37 | 2037-38 | 2038-39 | 2039-40 | 2040-41 | 2041-42 | 2042-43 | 2043-44 | 2044-45 | 2045-46 | 2046-47 | 2047-48 | 2048-49
Modelling year series |  |  |  |  | 2020 | 2021 | 2022 | 2023 | 2024 | 2025 | 2026 | 2027 | 2028 | 2029 | 2030 | 2031 | 2032 | 2033 | 2034 | 2035 | 2036 | 2037 | 2038 | 2039 | 2040 | 2041 | 2042 | 2043 | 2044 | 2045 | 2046 | 2047 | 2048 | 2049
Discount factor |  |  |  |  | 1 | 0.94429 | 0.89168 | 0.842 | 0.79509 | 0.75079 | 0.70896 | 0.66947 | 0.63217 | 0.59695 | 0.56369 | 0.53229 | 0.50263 | 0.47463 | 0.44818 | 0.42321 | 0.39964 | 0.37737 | 0.35635 | 0.33649 | 0.31775 | 0.30004 | 0.28333 | 0.26754 | 0.25264 | 0.23856 | 0 | 0 | 0 | 0
Capital cost outflow | [35 empty] | Conditional capital cost outflow
Number | Option name | Capex component | Units | PV | FY 2019-20 | FY 2020-21 | FY 2021-22 | FY 2022-23 | FY 2023-24 | FY 2024-25 | FY 2025-26 | FY 2026-27 | FY 2027-28 | FY 2028-29 | FY 2029-30 | FY 2030-31 | FY 2031-32 | FY 2032-33 | FY 2033-34 | FY 2034-35 | FY 2035-36 | FY 2036-37 | FY 2037-38 | FY 2038-39 | FY 2039-40 | FY 2040-41 | FY 2041-42 | FY 2042-43 | FY 2043-44 | FY 2044-45 | FY 2045-46 | FY 2046-47 | FY 2047-48 | FY 2048-49 | Annualised | Number | Option name | Capex component | Units | PV | FY 2019-20 | FY 2020-21 | FY 2021-22 | FY 2022-23 | FY 2023-24 | FY 2024-25 | FY 2025-26 | FY 2026-27 | FY 2027-28 | FY 2028-29 | FY 2029-30 | FY 2030-31 | FY 2031-32 | FY 2032-33 | FY 2033-34 | FY 2034-35 | FY 2035-36 | FY 2036-37 | FY 2037-38 | FY 2038-39 | FY 2039-40 | FY 2040-41 | FY 2041-42 | FY 2042-43 | FY 2043-44 | FY 2044-45 | FY 2045-46 | FY 2046-47 | FY 2047-48 | FY 2048-49 | Annualised
1 | Option 1A | Lines | $ | -593024130.0846 | 0 | -170750000 | -170750000 | -170750000 | -170750000 | 0 | 0 | 0 | 0 | 0 | 0 | 0 | 0 | 0 | 0 | 0 | 0 | 0 | 0 | 0 | 0 | 0 | 0 | 0 | 0 | 0 | 0 | 0 | 0 | 0 | -42728769.3441 | 2 | Option 1B | Substation | $ | -76145550.6846 | 0 | 0 | 0 | 0 | 0 | 0 | 0 | 0 | -58500000 | -58500000 | 0 | 0 | 0 | 0 | 0 | 0 | 0 | 0 | 0 | 0 | 0 | 0 | 0 | 0 | 0 | 0 | 0 | 0 | 0 | 0 | -7678214.3983
1 | Option 1A | Substation | $ | -97245538.1691 | 0 | -28000000 | -28000000 | -28000000 | -28000000 | 0 | 0 | 0 | 0 | 0 | 0 | 0 | 0 | 0 | 0 | 0 | 0 | 0 | 0 | 0 | 0 | 0 | 0 | 0 | 0 | 0 | 0 | 0 | 0 | 0 | -7350085.5779 | 2 | Option 1B | Substation | $ | 0 | 0 | 0 | 0 | 0 | 0 | 0 | 0 | 0 | 0 | 0 | 0 | 0 | 0 | 0 | 0 | 0 | 0 | 0 | 0 | 0 | 0 | 0 | 0 | 0 | 0 | 0 | 0 | 0 | 0 | 0 | 0
2 | Option 1B | Lines | $ | -733682854.9363 | 0 | -211250000 | -211250000 | -211250000 | -211250000 | 0 | 0 | 0 | 0 | 0 | 0 | 0 | 0 | 0 | 0 | 0 | 0 | 0 | 0 | 0 | 0 | 0 | 0 | 0 | 0 | 0 | 0 | 0 | 0 | 0 | -52863557.9733 | 2 | Option 1B | Substation | $ | 0 | 0 | 0 | 0 | 0 | 0 | 0 | 0 | 0 | 0 | 0 | 0 | 0 | 0 | 0 | 0 | 0 | 0 | 0 | 0 | 0 | 0 | 0 | 0 | 0 | 0 | 0 | 0 | 0 | 0 | 0 | 0
2 | Option 1B | Substation | $ | -97245538.1691 | 0 | -28000000 | -28000000 | -28000000 | -28000000 | 0 | 0 | 0 | 0 | 0 | 0 | 0 | 0 | 0 | 0 | 0 | 0 | 0 | 0 | 0 | 0 | 0 | 0 | 0 | 0 | 0 | 0 | 0 | 0 | 0 | -7350085.5779 | 2 | Option 1B | Substation | $ | 0 | 0 | 0 | 0 | 0 | 0 | 0 | 0 | 0 | 0 | 0 | 0 | 0 | 0 | 0 | 0 | 0 | 0 | 0 | 0 | 0 | 0 | 0 | 0 | 0 | 0 | 0 | 0 | 0 | 0 | 0 | 0
3 | Option 1C | Lines | $ | -733682854.9363 | 0 | -211250000 | -211250000 | -211250000 | -211250000 | 0 | 0 | 0 | 0 | 0 | 0 | 0 | 0 | 0 | 0 | 0 | 0 | 0 | 0 | 0 | 0 | 0 | 0 | 0 | 0 | 0 | 0 | 0 | 0 | 0 | -52863557.9733 | 5 | Option 2B | Substation | $ | -135369867.8837 | 0 | 0 | 0 | 0 | 0 | 0 | 0 | 0 | -104000000 | -104000000 | 0 | 0 | 0 | 0 | 0 | 0 | 0 | 0 | 0 | 0 | 0 | 0 | 0 | 0 | 0 | 0 | 0 | 0 | 0 | 0 | -13650158.9304
3 | Option 1C | Substation | $ | -186676702.7353 | 0 | -53750000 | -53750000 | -53750000 | -53750000 | 0 | 0 | 0 | 0 | 0 | 0 | 0 | 0 | 0 | 0 | 0 | 0 | 0 | 0 | 0 | 0 | 0 | 0 | 0 | 0 | 0 | 0 | 0 | 0 | 0 | -14109539.279 | 5 | Option 2B | Substation | $ | 0 | 0 | 0 | 0 | 0 | 0 | 0 | 0 | 0 | 0 | 0 | 0 | 0 | 0 | 0 | 0 | 0 | 0 | 0 | 0 | 0 | 0 | 0 | 0 | 0 | 0 | 0 | 0 | 0 | 0 | 0 | 0
4 | Option 2A | Lines | $ | -765808613.0815 | 0 | -220500000 | -220500000 | -220500000 | -220500000 | 0 | 0 | 0 | 0 | 0 | 0 | 0 | 0 | 0 | 0 | 0 | 0 | 0 | 0 | 0 | 0 | 0 | 0 | 0 | 0 | 0 | 0 | 0 | 0 | 0 | -55178293.6478 | 5 | Option 2B | Substation | $ | 0 | 0 | 0 | 0 | 0 | 0 | 0 | 0 | 0 | 0 | 0 | 0 | 0 | 0 | 0 | 0 | 0 | 0 | 0 | 0 | 0 | 0 | 0 | 0 | 0 | 0 | 0 | 0 | 0 | 0 | 0 | 0
4 | Option 2A | Substation | $ | -315179735.3158 | 0 | -90750000 | -90750000 | -90750000 | -90750000 | 0 | 0 | 0 | 0 | 0 | 0 | 0 | 0 | 0 | 0 | 0 | 0 | 0 | 0 | 0 | 0 | 0 | 0 | 0 | 0 | 0 | 0 | 0 | 0 | 0 | -23822152.3641 | 5 | Option 2B | Substation | $ | 0 | 0 | 0 | 0 | 0 | 0 | 0 | 0 | 0 | 0 | 0 | 0 | 0 | 0 | 0 | 0 | 0 | 0 | 0 | 0 | 0 | 0 | 0 | 0 | 0 | 0 | 0 | 0 | 0 | 0 | 0 | 0
5 | Option 2B | Lines | $ | -937724832.3446 | 0 | -270000000 | -270000000 | -270000000 | -270000000 | 0 | 0 | 0 | 0 | 0 | 0 | 0 | 0 | 0 | 0 | 0 | 0 | 0 | 0 | 0 | 0 | 0 | 0 | 0 | 0 | 0 | 0 | 0 | 0 | 0 | -67565257.528 | 8 | Option 3B | Substation | $ | -111253058.1825 | 0 | 0 | 0 | 0 | 0 | 0 | 0 | -55333333.3333 | -55333333.3333 | -55333333.3333 | 0 | 0 | 0 | 0 | 0 | 0 | 0 | 0 | 0 | 0 | 0 | 0 | 0 | 0 | 0 | 0 | 0 | 0 | 0 | 0 | -10893876.8387
5 | Option 2B | Substation | $ | -297814460.6428 | 0 | -85750000 | -85750000 | -85750000 | -85750000 | 0 | 0 | 0 | 0 | 0 | 0 | 0 | 0 | 0 | 0 | 0 | 0 | 0 | 0 | 0 | 0 | 0 | 0 | 0 | 0 | 0 | 0 | 0 | 0 | 0 | -22509637.0823 | 8 | Option 3B | Substation | $ | 0 | 0 | 0 | 0 | 0 | 0 | 0 | 0 | 0 | 0 | 0 | 0 | 0 | 0 | 0 | 0 | 0 | 0 | 0 | 0 | 0 | 0 | 0 | 0 | 0 | 0 | 0 | 0 | 0 | 0 | 0 | 0
6 | Option 2C | Lines | $ | -937724832.3446 | 0 | -270000000 | -270000000 | -270000000 | -270000000 | 0 | 0 | 0 | 0 | 0 | 0 | 0 | 0 | 0 | 0 | 0 | 0 | 0 | 0 | 0 | 0 | 0 | 0 | 0 | 0 | 0 | 0 | 0 | 0 | 0 | -67565257.528 | 8 | Option 3B | Substation | $ | 0 | 0 | 0 | 0 | 0 | 0 | 0 | 0 | 0 | 0 | 0 | 0 | 0 | 0 | 0 | 0 | 0 | 0 | 0 | 0 | 0 | 0 | 0 | 0 | 0 | 0 | 0 | 0 | 0 | 0 | 0 | 0
6 | Option 2C | Substation | $ | -266556966.2313 | 0 | -76750000 | -76750000 | -76750000 | -76750000 | 0 | 0 | 0 | 0 | 0 | 0 | 0 | 0 | 0 | 0 | 0 | 0 | 0 | 0 | 0 | 0 | 0 | 0 | 0 | 0 | 0 | 0 | 0 | 0 | 0 | -20147109.5752 | 8 | Option 3B | Substation | $ | 0 | 0 | 0 | 0 | 0 | 0 | 0 | 0 | 0 | 0 | 0 | 0 | 0 | 0 | 0 | 0 | 0 | 0 | 0 | 0 | 0 | 0 | 0 | 0 | 0 | 0 | 0 | 0 | 0 | 0 | 0 | 0
7 | Option 3A | Lines | $ | -766676876.8151 | 0 | -220750000 | -220750000 | -220750000 | -220750000 | 0 | 0 | 0 | 0 | 0 | 0 | 0 | 0 | 0 | 0 | 0 | 0 | 0 | 0 | 0 | 0 | 0 | 0 | 0 | 0 | 0 | 0 | 0 | 0 | 0 | -55240854.0715 | 11 | Option 4B | Substation | $ | -229878306.9675 | 0 | 0 | 0 | 0 | 0 | 0 | 0 | -114333333.3333 | -114333333.3333 | -114333333.3333 | 0 | 0 | 0 | 0 | 0 | 0 | 0 | 0 | 0 | 0 | 0 | 0 | 0 | 0 | 0 | 0 | 0 | 0 | 0 | 0 | -22509637.0823
7 | Option 3A | Substation | $ | -113742549.1085 | 0 | -32750000 | -32750000 | -32750000 | -32750000 | 0 | 0 | 0 | 0 | 0 | 0 | 0 | 0 | 0 | 0 | 0 | 0 | 0 | 0 | 0 | 0 | 0 | 0 | 0 | 0 | 0 | 0 | 0 | 0 | 0 | -8596975.0956 | 11 | Option 4B | Substation | $ | 0 | 0 | 0 | 0 | 0 | 0 | 0 | 0 | 0 | 0 | 0 | 0 | 0 | 0 | 0 | 0 | 0 | 0 | 0 | 0 | 0 | 0 | 0 | 0 | 0 | 0 | 0 | 0 | 0 | 0 | 0 | 0
8 | Option 3B | Lines | $ | -946407469.6812 | 0 | -272500000 | -272500000 | -272500000 | -272500000 | 0 | 0 | 0 | 0 | 0 | 0 | 0 | 0 | 0 | 0 | 0 | 0 | 0 | 0 | 0 | 0 | 0 | 0 | 0 | 0 | 0 | 0 | 0 | 0 | 0 | -68190861.7643 | 11 | Option 4B | Substation | $ | 0 | 0 | 0 | 0 | 0 | 0 | 0 | 0 | 0 | 0 | 0 | 0 | 0 | 0 | 0 | 0 | 0 | 0 | 0 | 0 | 0 | 0 | 0 | 0 | 0 | 0 | 0 | 0 | 0 | 0 | 0 | 0
8 | Option 3B | Substation | $ | -113742549.1085 | 0 | -32750000 | -32750000 | -32750000 | -32750000 | 0 | 0 | 0 | 0 | 0 | 0 | 0 | 0 | 0 | 0 | 0 | 0 | 0 | 0 | 0 | 0 | 0 | 0 | 0 | 0 | 0 | 0 | 0 | 0 | 0 | -8596975.0956 | 11 | Option 4B | Substation | $ | 0 | 0 | 0 | 0 | 0 | 0 | 0 | 0 | 0 | 0 | 0 | 0 | 0 | 0 | 0 | 0 | 0 | 0 | 0 | 0 | 0 | 0 | 0 | 0 | 0 | 0 | 0 | 0 | 0 | 0 | 0 | 0
9 | Option 3C | Lines | $ | -946407469.6812 | 0 | -272500000 | -272500000 | -272500000 | -272500000 | 0 | 0 | 0 | 0 | 0 | 0 | 0 | 0 | 0 | 0 | 0 | 0 | 0 | 0 | 0 | 0 | 0 | 0 | 0 | 0 | 0 | 0 | 0 | 0 | 0 | -68190861.7643 |  | 0 | 0 | $ | 0 | 0 | 0 | 0 | 0 | 0 | 0 | 0 | 0 | 0 | 0 | 0 | 0 | 0 | 0 | 0 | 0 | 0 | 0 | 0 | 0 | 0 | 0 | 0 | 0 | 0 | 0 | 0 | 0 | 0 | 0 | 0
9 | Option 3C | Substation | $ | -230089889.4179 | 0 | -66250000 | -66250000 | -66250000 | -66250000 | 0 | 0 | 0 | 0 | 0 | 0 | 0 | 0 | 0 | 0 | 0 | 0 | 0 | 0 | 0 | 0 | 0 | 0 | 0 | 0 | 0 | 0 | 0 | 0 | 0 | -17390827.4834 |  | 0 | 0 | $ | 0 | 0 | 0 | 0 | 0 | 0 | 0 | 0 | 0 | 0 | 0 | 0 | 0 | 0 | 0 | 0 | 0 | 0 | 0 | 0 | 0 | 0 | 0 | 0 | 0 | 0 | 0 | 0 | 0 | 0 | 0 | 0
10 | Option 4A | Lines | $ | -766676876.8151 | 0 | -220750000 | -220750000 | -220750000 | -220750000 | 0 | 0 | 0 | 0 | 0 | 0 | 0 | 0 | 0 | 0 | 0 | 0 | 0 | 0 | 0 | 0 | 0 | 0 | 0 | 0 | 0 | 0 | 0 | 0 | 0 | -55240854.0715 |  | 0 | 0 | $ | 0 | 0 | 0 | 0 | 0 | 0 | 0 | 0 | 0 | 0 | 0 | 0 | 0 | 0 | 0 | 0 | 0 | 0 | 0 | 0 | 0 | 0 | 0 | 0 | 0 | 0 | 0 | 0 | 0 | 0 | 0 | 0
10 | Option 4A | Substation | $ | -114610812.8421 | 0 | -33000000 | -33000000 | -33000000 | -33000000 | 0 | 0 | 0 | 0 | 0 | 0 | 0 | 0 | 0 | 0 | 0 | 0 | 0 | 0 | 0 | 0 | 0 | 0 | 0 | 0 | 0 | 0 | 0 | 0 | 0 | -8662600.8597 |  | 0 | 0 | $ | 0 | 0 | 0 | 0 | 0 | 0 | 0 | 0 | 0 | 0 | 0 | 0 | 0 | 0 | 0 | 0 | 0 | 0 | 0 | 0 | 0 | 0 | 0 | 0 | 0 | 0 | 0 | 0 | 0 | 0 | 0 | 0
10 | Option 4A | Lines | $ | -250886404.6248 | 0 | 0 | -76500000 | -76500000 | -76500000 | -76500000 | 0 | 0 | 0 | 0 | 0 | 0 | 0 | 0 | 0 | 0 | 0 | 0 | 0 | 0 | 0 | 0 | 0 | 0 | 0 | 0 | 0 | 0 | 0 | 0 | -19143489.6329 |  | 0 | 0 | $ | 0 | 0 | 0 | 0 | 0 | 0 | 0 | 0 | 0 | 0 | 0 | 0 | 0 | 0 | 0 | 0 | 0 | 0 | 0 | 0 | 0 | 0 | 0 | 0 | 0 | 0 | 0 | 0 | 0 | 0 | 0 | 0
10 | Option 4A | Substation | $ | -8198902.1119 | 0 | 0 | -2500000 | -2500000 | -2500000 | -2500000 | 0 | 0 | 0 | 0 | 0 | 0 | 0 | 0 | 0 | 0 | 0 | 0 | 0 | 0 | 0 | 0 | 0 | 0 | 0 | 0 | 0 | 0 | 0 | 0 | -656257.6409 |  | 0 | 0 | $ | 0 | 0 | 0 | 0 | 0 | 0 | 0 | 0 | 0 | 0 | 0 | 0 | 0 | 0 | 0 | 0 | 0 | 0 | 0 | 0 | 0 | 0 | 0 | 0 | 0 | 0 | 0 | 0 | 0 | 0 | 0 | 0
11 | Option 4B | Lines | $ | -946407469.6812 | 0 | -272500000 | -272500000 | -272500000 | -272500000 | 0 | 0 | 0 | 0 | 0 | 0 | 0 | 0 | 0 | 0 | 0 | 0 | 0 | 0 | 0 | 0 | 0 | 0 | 0 | 0 | 0 | 0 | 0 | 0 | 0 | -68190861.7643 |  | 0 | 0 | $ | 0 | 0 | 0 | 0 | 0 | 0 | 0 | 0 | 0 | 0 | 0 | 0 | 0 | 0 | 0 | 0 | 0 | 0 | 0 | 0 | 0 | 0 | 0 | 0 | 0 | 0 | 0 | 0 | 0 | 0 | 0 | 0
11 | Option 4B | Substation | $ | -114610812.8421 | 0 | -33000000 | -33000000 | -33000000 | -33000000 | 0 | 0 | 0 | 0 | 0 | 0 | 0 | 0 | 0 | 0 | 0 | 0 | 0 | 0 | 0 | 0 | 0 | 0 | 0 | 0 | 0 | 0 | 0 | 0 | 0 | -8662600.8597 |  | 0 | 0 | $ | 0 | 0 | 0 | 0 | 0 | 0 | 0 | 0 | 0 | 0 | 0 | 0 | 0 | 0 | 0 | 0 | 0 | 0 | 0 | 0 | 0 | 0 | 0 | 0 | 0 | 0 | 0 | 0 | 0 | 0 | 0 | 0
11 | Option 4B | Lines | $ | -280402452.2277 | 0 | 0 | -85500000 | -85500000 | -85500000 | -85500000 | 0 | 0 | 0 | 0 | 0 | 0 | 0 | 0 | 0 | 0 | 0 | 0 | 0 | 0 | 0 | 0 | 0 | 0 | 0 | 0 | 0 | 0 | 0 | 0 | -21395664.8839 |  | 0 | 0 | $ | 0 | 0 | 0 | 0 | 0 | 0 | 0 | 0 | 0 | 0 | 0 | 0 | 0 | 0 | 0 | 0 | 0 | 0 | 0 | 0 | 0 | 0 | 0 | 0 | 0 | 0 | 0 | 0 | 0 | 0 | 0 | 0
11 | Option 4B | Substation | $ | -8198902.1119 | 0 | 0 | -2500000 | -2500000 | -2500000 | -2500000 | 0 | 0 | 0 | 0 | 0 | 0 | 0 | 0 | 0 | 0 | 0 | 0 | 0 | 0 | 0 | 0 | 0 | 0 | 0 | 0 | 0 | 0 | 0 | 0 | -656257.6409 |  | 0 | 0 | $ | 0 | 0 | 0 | 0 | 0 | 0 | 0 | 0 | 0 | 0 | 0 | 0 | 0 | 0 | 0 | 0 | 0 | 0 | 0 | 0 | 0 | 0 | 0 | 0 | 0 | 0 | 0 | 0 | 0 | 0 | 0 | 0
12 | Option 4C | Lines | $ | -923832612.6062 | 0 | -266000000 | -266000000 | -266000000 | -266000000 | 0 | 0 | 0 | 0 | 0 | 0 | 0 | 0 | 0 | 0 | 0 | 0 | 0 | 0 | 0 | 0 | 0 | 0 | 0 | 0 | 0 | 0 | 0 | 0 | 0 | -66564290.7498 |  | 0 | 0 | $ | 0 | 0 | 0 | 0 | 0 | 0 | 0 | 0 | 0 | 0 | 0 | 0 | 0 | 0 | 0 | 0 | 0 | 0 | 0 | 0 | 0 | 0 | 0 | 0 | 0 | 0 | 0 | 0 | 0 | 0 | 0 | 0
12 | Option 4C | Substation | $ | -252664746.4929 | 0 | -72750000 | -72750000 | -72750000 | -72750000 | 0 | 0 | 0 | 0 | 0 | 0 | 0 | 0 | 0 | 0 | 0 | 0 | 0 | 0 | 0 | 0 | 0 | 0 | 0 | 0 | 0 | 0 | 0 | 0 | 0 | -19097097.3497 |  | 0 | 0 | $ | 0 | 0 | 0 | 0 | 0 | 0 | 0 | 0 | 0 | 0 | 0 | 0 | 0 | 0 | 0 | 0 | 0 | 0 | 0 | 0 | 0 | 0 | 0 | 0 | 0 | 0 | 0 | 0 | 0 | 0 | 0 | 0
12 | Option 4C | Lines | $ | -315657731.309 | 0 | 0 | -96250000 | -96250000 | -96250000 | -96250000 | 0 | 0 | 0 | 0 | 0 | 0 | 0 | 0 | 0 | 0 | 0 | 0 | 0 | 0 | 0 | 0 | 0 | 0 | 0 | 0 | 0 | 0 | 0 | 0 | -24085763.1002 |  | 0 | 0 | $ | 0 | 0 | 0 | 0 | 0 | 0 | 0 | 0 | 0 | 0 | 0 | 0 | 0 | 0 | 0 | 0 | 0 | 0 | 0 | 0 | 0 | 0 | 0 | 0 | 0 | 0 | 0 | 0 | 0 | 0 | 0 | 0
12 | Option 4C | Substation | $ | -123803421.89 | 0 | 0 | -37750000 | -37750000 | -37750000 | -37750000 | 0 | 0 | 0 | 0 | 0 | 0 | 0 | 0 | 0 | 0 | 0 | 0 | 0 | 0 | 0 | 0 | 0 | 0 | 0 | 0 | 0 | 0 | 0 | 0 | -9909490.3774 |  | 0 | 0 | $ | 0 | 0 | 0 | 0 | 0 | 0 | 0 | 0 | 0 | 0 | 0 | 0 | 0 | 0 | 0 | 0 | 0 | 0 | 0 | 0 | 0 | 0 | 0 | 0 | 0 | 0 | 0 | 0 | 0 | 0 | 0 | 0
Terminal value | [35 empty] | Conditional terminal value
Number | Option name | Capex component | Units | PV | FY 2019-20 | FY 2020-21 | FY 2021-22 | FY 2022-23 | FY 2023-24 | FY 2024-25 | FY 2025-26 | FY 2026-27 | FY 2027-28 | FY 2028-29 | FY 2029-30 | FY 2030-31 | FY 2031-32 | FY 2032-33 | FY 2033-34 | FY 2034-35 | FY 2035-36 | FY 2036-37 | FY 2037-38 | FY 2038-39 | FY 2039-40 | FY 2040-41 | FY 2041-42 | FY 2042-43 | FY 2043-44 | FY 2044-45 | FY 2045-46 | FY 2046-47 | FY 2047-48 | FY 2048-49 |  | Number | Option name | Capex component | Units | PV | FY 2019-20 | FY 2020-21 | FY 2021-22 | FY 2022-23 | FY 2023-24 | FY 2024-25 | FY 2025-26 | FY 2026-27 | FY 2027-28 | FY 2028-29 | FY 2029-30 | FY 2030-31 | FY 2031-32 | FY 2032-33 | FY 2033-34 | FY 2034-35 | FY 2035-36 | FY 2036-37 | FY 2037-38 | FY 2038-39 | FY 2039-40 | FY 2040-41 | FY 2041-42 | FY 2042-43 | FY 2043-44 | FY 2044-45 | FY 2045-46 | FY 2046-47 | FY 2047-48 | FY 2048-49
1 | Option 1A | Lines | $ | 94503891.9821 | 0 | 0 | 0 | 0 | 0 | 0 | 0 | 0 | 0 | 0 | 0 | 0 | 0 | 0 | 0 | 0 | 0 | 0 | 0 | 0 | 0 | 0 | 0 | 0 | 0 | 396140000 | 0 | 0 | 0 | 0 |  | 2 | Option 1B | Substation | $ | 17735117.476 | 0 | 0 | 0 | 0 | 0 | 0 | 0 | 0 | 0 | 0 | 0 | 0 | 0 | 0 | 0 | 0 | 0 | 0 | 0 | 0 | 0 | 0 | 0 | 0 | 0 | 70200000 | 0 | 0 | 0 | 0
1 | Option 1A | Substation | $ | 12691490.5171 | 0 | 0 | 0 | 0 | 0 | 0 | 0 | 0 | 0 | 0 | 0 | 0 | 0 | 0 | 0 | 0 | 0 | 0 | 0 | 0 | 0 | 0 | 0 | 0 | 0 | 53200000 | 0 | 0 | 0 | 0 |  | 2 | Option 1B | Substation | $ | 0 | 0 | 0 | 0 | 0 | 0 | 0 | 0 | 0 | 0 | 0 | 0 | 0 | 0 | 0 | 0 | 0 | 0 | 0 | 0 | 0 | 0 | 0 | 0 | 0 | 0 | 0 | 0 | 0 | 0 | 0
2 | Option 1B | Lines | $ | 116919163.5796 | 0 | 0 | 0 | 0 | 0 | 0 | 0 | 0 | 0 | 0 | 0 | 0 | 0 | 0 | 0 | 0 | 0 | 0 | 0 | 0 | 0 | 0 | 0 | 0 | 0 | 490100000 | 0 | 0 | 0 | 0 |  | 2 | Option 1B | Substation | $ | 0 | 0 | 0 | 0 | 0 | 0 | 0 | 0 | 0 | 0 | 0 | 0 | 0 | 0 | 0 | 0 | 0 | 0 | 0 | 0 | 0 | 0 | 0 | 0 | 0 | 0 | 0 | 0 | 0 | 0 | 0
2 | Option 1B | Substation | $ | 12691490.5171 | 0 | 0 | 0 | 0 | 0 | 0 | 0 | 0 | 0 | 0 | 0 | 0 | 0 | 0 | 0 | 0 | 0 | 0 | 0 | 0 | 0 | 0 | 0 | 0 | 0 | 53200000 | 0 | 0 | 0 | 0 |  | 2 | Option 1B | Substation | $ | 0 | 0 | 0 | 0 | 0 | 0 | 0 | 0 | 0 | 0 | 0 | 0 | 0 | 0 | 0 | 0 | 0 | 0 | 0 | 0 | 0 | 0 | 0 | 0 | 0 | 0 | 0 | 0 | 0 | 0 | 0
3 | Option 1C | Lines | $ | 116919163.5796 | 0 | 0 | 0 | 0 | 0 | 0 | 0 | 0 | 0 | 0 | 0 | 0 | 0 | 0 | 0 | 0 | 0 | 0 | 0 | 0 | 0 | 0 | 0 | 0 | 0 | 490100000 | 0 | 0 | 0 | 0 |  | 5 | Option 2B | Substation | $ | 31529097.7352 | 0 | 0 | 0 | 0 | 0 | 0 | 0 | 0 | 0 | 0 | 0 | 0 | 0 | 0 | 0 | 0 | 0 | 0 | 0 | 0 | 0 | 0 | 0 | 0 | 0 | 124800000 | 0 | 0 | 0 | 0
3 | Option 1C | Substation | $ | 24363129.1177 | 0 | 0 | 0 | 0 | 0 | 0 | 0 | 0 | 0 | 0 | 0 | 0 | 0 | 0 | 0 | 0 | 0 | 0 | 0 | 0 | 0 | 0 | 0 | 0 | 0 | 102125000 | 0 | 0 | 0 | 0 |  | 5 | Option 2B | Substation | $ | 0 | 0 | 0 | 0 | 0 | 0 | 0 | 0 | 0 | 0 | 0 | 0 | 0 | 0 | 0 | 0 | 0 | 0 | 0 | 0 | 0 | 0 | 0 | 0 | 0 | 0 | 0 | 0 | 0 | 0 | 0
4 | Option 2A | Lines | $ | 122038700.9198 | 0 | 0 | 0 | 0 | 0 | 0 | 0 | 0 | 0 | 0 | 0 | 0 | 0 | 0 | 0 | 0 | 0 | 0 | 0 | 0 | 0 | 0 | 0 | 0 | 0 | 511560000 | 0 | 0 | 0 | 0 |  | 5 | Option 2B | Substation | $ | 0 | 0 | 0 | 0 | 0 | 0 | 0 | 0 | 0 | 0 | 0 | 0 | 0 | 0 | 0 | 0 | 0 | 0 | 0 | 0 | 0 | 0 | 0 | 0 | 0 | 0 | 0 | 0 | 0 | 0 | 0
4 | Option 2A | Substation | $ | 41134027.301 | 0 | 0 | 0 | 0 | 0 | 0 | 0 | 0 | 0 | 0 | 0 | 0 | 0 | 0 | 0 | 0 | 0 | 0 | 0 | 0 | 0 | 0 | 0 | 0 | 0 | 172425000 | 0 | 0 | 0 | 0 |  | 5 | Option 2B | Substation | $ | 0 | 0 | 0 | 0 | 0 | 0 | 0 | 0 | 0 | 0 | 0 | 0 | 0 | 0 | 0 | 0 | 0 | 0 | 0 | 0 | 0 | 0 | 0 | 0 | 0 | 0 | 0 | 0 | 0 | 0 | 0
5 | Option 2B | Lines | $ | 149435143.9834 | 0 | 0 | 0 | 0 | 0 | 0 | 0 | 0 | 0 | 0 | 0 | 0 | 0 | 0 | 0 | 0 | 0 | 0 | 0 | 0 | 0 | 0 | 0 | 0 | 0 | 626400000 | 0 | 0 | 0 | 0 |  | 8 | Option 3B | Substation | $ | 25162645.3079 | 0 | 0 | 0 | 0 | 0 | 0 | 0 | 0 | 0 | 0 | 0 | 0 | 0 | 0 | 0 | 0 | 0 | 0 | 0 | 0 | 0 | 0 | 0 | 0 | 0 | 99600000 | 0 | 0 | 0 | 0
5 | Option 2B | Substation | $ | 38867689.7086 | 0 | 0 | 0 | 0 | 0 | 0 | 0 | 0 | 0 | 0 | 0 | 0 | 0 | 0 | 0 | 0 | 0 | 0 | 0 | 0 | 0 | 0 | 0 | 0 | 0 | 162925000 | 0 | 0 | 0 | 0 |  | 8 | Option 3B | Substation | $ | 0 | 0 | 0 | 0 | 0 | 0 | 0 | 0 | 0 | 0 | 0 | 0 | 0 | 0 | 0 | 0 | 0 | 0 | 0 | 0 | 0 | 0 | 0 | 0 | 0 | 0 | 0 | 0 | 0 | 0 | 0
6 | Option 2C | Lines | $ | 149435143.9834 | 0 | 0 | 0 | 0 | 0 | 0 | 0 | 0 | 0 | 0 | 0 | 0 | 0 | 0 | 0 | 0 | 0 | 0 | 0 | 0 | 0 | 0 | 0 | 0 | 0 | 626400000 | 0 | 0 | 0 | 0 |  | 8 | Option 3B | Substation | $ | 0 | 0 | 0 | 0 | 0 | 0 | 0 | 0 | 0 | 0 | 0 | 0 | 0 | 0 | 0 | 0 | 0 | 0 | 0 | 0 | 0 | 0 | 0 | 0 | 0 | 0 | 0 | 0 | 0 | 0 | 0
6 | Option 2C | Substation | $ | 34788282.0424 | 0 | 0 | 0 | 0 | 0 | 0 | 0 | 0 | 0 | 0 | 0 | 0 | 0 | 0 | 0 | 0 | 0 | 0 | 0 | 0 | 0 | 0 | 0 | 0 | 0 | 145825000 | 0 | 0 | 0 | 0 |  | 8 | Option 3B | Substation | $ | 0 | 0 | 0 | 0 | 0 | 0 | 0 | 0 | 0 | 0 | 0 | 0 | 0 | 0 | 0 | 0 | 0 | 0 | 0 | 0 | 0 | 0 | 0 | 0 | 0 | 0 | 0 | 0 | 0 | 0 | 0
7 | Option 3A | Lines | $ | 122177066.7938 | 0 | 0 | 0 | 0 | 0 | 0 | 0 | 0 | 0 | 0 | 0 | 0 | 0 | 0 | 0 | 0 | 0 | 0 | 0 | 0 | 0 | 0 | 0 | 0 | 0 | 512140000 | 0 | 0 | 0 | 0 |  | 11 | Option 4B | Substation | $ | 51992694.8229 | 0 | 0 | 0 | 0 | 0 | 0 | 0 | 0 | 0 | 0 | 0 | 0 | 0 | 0 | 0 | 0 | 0 | 0 | 0 | 0 | 0 | 0 | 0 | 0 | 0 | 205800000 | 0 | 0 | 0 | 0
7 | Option 3A | Substation | $ | 14844511.2298 | 0 | 0 | 0 | 0 | 0 | 0 | 0 | 0 | 0 | 0 | 0 | 0 | 0 | 0 | 0 | 0 | 0 | 0 | 0 | 0 | 0 | 0 | 0 | 0 | 0 | 62225000 | 0 | 0 | 0 | 0 |  | 11 | Option 4B | Substation | $ | 0 | 0 | 0 | 0 | 0 | 0 | 0 | 0 | 0 | 0 | 0 | 0 | 0 | 0 | 0 | 0 | 0 | 0 | 0 | 0 | 0 | 0 | 0 | 0 | 0 | 0 | 0 | 0 | 0 | 0 | 0
8 | Option 3B | Lines | $ | 150818802.724 | 0 | 0 | 0 | 0 | 0 | 0 | 0 | 0 | 0 | 0 | 0 | 0 | 0 | 0 | 0 | 0 | 0 | 0 | 0 | 0 | 0 | 0 | 0 | 0 | 0 | 632200000 | 0 | 0 | 0 | 0 |  | 11 | Option 4B | Substation | $ | 0 | 0 | 0 | 0 | 0 | 0 | 0 | 0 | 0 | 0 | 0 | 0 | 0 | 0 | 0 | 0 | 0 | 0 | 0 | 0 | 0 | 0 | 0 | 0 | 0 | 0 | 0 | 0 | 0 | 0 | 0
8 | Option 3B | Substation | $ | 14844511.2298 | 0 | 0 | 0 | 0 | 0 | 0 | 0 | 0 | 0 | 0 | 0 | 0 | 0 | 0 | 0 | 0 | 0 | 0 | 0 | 0 | 0 | 0 | 0 | 0 | 0 | 62225000 | 0 | 0 | 0 | 0 |  | 11 | Option 4B | Substation | $ | 0 | 0 | 0 | 0 | 0 | 0 | 0 | 0 | 0 | 0 | 0 | 0 | 0 | 0 | 0 | 0 | 0 | 0 | 0 | 0 | 0 | 0 | 0 | 0 | 0 | 0 | 0 | 0 | 0 | 0 | 0
9 | Option 3C | Lines | $ | 150818802.724 | 0 | 0 | 0 | 0 | 0 | 0 | 0 | 0 | 0 | 0 | 0 | 0 | 0 | 0 | 0 | 0 | 0 | 0 | 0 | 0 | 0 | 0 | 0 | 0 | 0 | 632200000 | 0 | 0 | 0 | 0 |  |  | 0 | 0 | $ | 0 | 0 | 0 | 0 | 0 | 0 | 0 | 0 | 0 | 0 | 0 | 0 | 0 | 0 | 0 | 0 | 0 | 0 | 0 | 0 | 0 | 0 | 0 | 0 | 0 | 0 | 0 | 0 | 0 | 0 | 0
9 | Option 3C | Substation | $ | 30028973.0985 | 0 | 0 | 0 | 0 | 0 | 0 | 0 | 0 | 0 | 0 | 0 | 0 | 0 | 0 | 0 | 0 | 0 | 0 | 0 | 0 | 0 | 0 | 0 | 0 | 0 | 125875000 | 0 | 0 | 0 | 0 |  |  | 0 | 0 | $ | 0 | 0 | 0 | 0 | 0 | 0 | 0 | 0 | 0 | 0 | 0 | 0 | 0 | 0 | 0 | 0 | 0 | 0 | 0 | 0 | 0 | 0 | 0 | 0 | 0 | 0 | 0 | 0 | 0 | 0 | 0
10 | Option 4A | Lines | $ | 122177066.7938 | 0 | 0 | 0 | 0 | 0 | 0 | 0 | 0 | 0 | 0 | 0 | 0 | 0 | 0 | 0 | 0 | 0 | 0 | 0 | 0 | 0 | 0 | 0 | 0 | 0 | 512140000 | 0 | 0 | 0 | 0 |  |  | 0 | 0 | $ | 0 | 0 | 0 | 0 | 0 | 0 | 0 | 0 | 0 | 0 | 0 | 0 | 0 | 0 | 0 | 0 | 0 | 0 | 0 | 0 | 0 | 0 | 0 | 0 | 0 | 0 | 0 | 0 | 0 | 0 | 0
10 | Option 4A | Substation | $ | 14957828.1095 | 0 | 0 | 0 | 0 | 0 | 0 | 0 | 0 | 0 | 0 | 0 | 0 | 0 | 0 | 0 | 0 | 0 | 0 | 0 | 0 | 0 | 0 | 0 | 0 | 0 | 62700000 | 0 | 0 | 0 | 0 |  |  | 0 | 0 | $ | 0 | 0 | 0 | 0 | 0 | 0 | 0 | 0 | 0 | 0 | 0 | 0 | 0 | 0 | 0 | 0 | 0 | 0 | 0 | 0 | 0 | 0 | 0 | 0 | 0 | 0 | 0 | 0 | 0 | 0 | 0
10 | Option 4A | Lines | $ | 43799955.9951 | 0 | 0 | 0 | 0 | 0 | 0 | 0 | 0 | 0 | 0 | 0 | 0 | 0 | 0 | 0 | 0 | 0 | 0 | 0 | 0 | 0 | 0 | 0 | 0 | 0 | 183600000 | 0 | 0 | 0 | 0 |  |  | 0 | 0 | $ | 0 | 0 | 0 | 0 | 0 | 0 | 0 | 0 | 0 | 0 | 0 | 0 | 0 | 0 | 0 | 0 | 0 | 0 | 0 | 0 | 0 | 0 | 0 | 0 | 0 | 0 | 0 | 0 | 0 | 0 | 0
10 | Option 4A | Substation | $ | 1192809.2591 | 0 | 0 | 0 | 0 | 0 | 0 | 0 | 0 | 0 | 0 | 0 | 0 | 0 | 0 | 0 | 0 | 0 | 0 | 0 | 0 | 0 | 0 | 0 | 0 | 0 | 5000000 | 0 | 0 | 0 | 0 |  |  | 0 | 0 | $ | 0 | 0 | 0 | 0 | 0 | 0 | 0 | 0 | 0 | 0 | 0 | 0 | 0 | 0 | 0 | 0 | 0 | 0 | 0 | 0 | 0 | 0 | 0 | 0 | 0 | 0 | 0 | 0 | 0 | 0 | 0
11 | Option 4B | Lines | $ | 150818802.724 | 0 | 0 | 0 | 0 | 0 | 0 | 0 | 0 | 0 | 0 | 0 | 0 | 0 | 0 | 0 | 0 | 0 | 0 | 0 | 0 | 0 | 0 | 0 | 0 | 0 | 632200000 | 0 | 0 | 0 | 0 |  |  | 0 | 0 | $ | 0 | 0 | 0 | 0 | 0 | 0 | 0 | 0 | 0 | 0 | 0 | 0 | 0 | 0 | 0 | 0 | 0 | 0 | 0 | 0 | 0 | 0 | 0 | 0 | 0 | 0 | 0 | 0 | 0 | 0 | 0
11 | Option 4B | Substation | $ | 14957828.1095 | 0 | 0 | 0 | 0 | 0 | 0 | 0 | 0 | 0 | 0 | 0 | 0 | 0 | 0 | 0 | 0 | 0 | 0 | 0 | 0 | 0 | 0 | 0 | 0 | 0 | 62700000 | 0 | 0 | 0 | 0 |  |  | 0 | 0 | $ | 0 | 0 | 0 | 0 | 0 | 0 | 0 | 0 | 0 | 0 | 0 | 0 | 0 | 0 | 0 | 0 | 0 | 0 | 0 | 0 | 0 | 0 | 0 | 0 | 0 | 0 | 0 | 0 | 0 | 0 | 0
11 | Option 4B | Lines | $ | 48952891.9946 | 0 | 0 | 0 | 0 | 0 | 0 | 0 | 0 | 0 | 0 | 0 | 0 | 0 | 0 | 0 | 0 | 0 | 0 | 0 | 0 | 0 | 0 | 0 | 0 | 0 | 205200000 | 0 | 0 | 0 | 0 |  |  | 0 | 0 | $ | 0 | 0 | 0 | 0 | 0 | 0 | 0 | 0 | 0 | 0 | 0 | 0 | 0 | 0 | 0 | 0 | 0 | 0 | 0 | 0 | 0 | 0 | 0 | 0 | 0 | 0 | 0 | 0 | 0 | 0 | 0
11 | Option 4B | Substation | $ | 1192809.2591 | 0 | 0 | 0 | 0 | 0 | 0 | 0 | 0 | 0 | 0 | 0 | 0 | 0 | 0 | 0 | 0 | 0 | 0 | 0 | 0 | 0 | 0 | 0 | 0 | 0 | 5000000 | 0 | 0 | 0 | 0 |  |  | 0 | 0 | $ | 0 | 0 | 0 | 0 | 0 | 0 | 0 | 0 | 0 | 0 | 0 | 0 | 0 | 0 | 0 | 0 | 0 | 0 | 0 | 0 | 0 | 0 | 0 | 0 | 0 | 0 | 0 | 0 | 0 | 0 | 0
12 | Option 4C | Lines | $ | 147221289.9985 | 0 | 0 | 0 | 0 | 0 | 0 | 0 | 0 | 0 | 0 | 0 | 0 | 0 | 0 | 0 | 0 | 0 | 0 | 0 | 0 | 0 | 0 | 0 | 0 | 0 | 617120000 | 0 | 0 | 0 | 0 |  |  | 0 | 0 | $ | 0 | 0 | 0 | 0 | 0 | 0 | 0 | 0 | 0 | 0 | 0 | 0 | 0 | 0 | 0 | 0 | 0 | 0 | 0 | 0 | 0 | 0 | 0 | 0 | 0 | 0 | 0 | 0 | 0 | 0 | 0
12 | Option 4C | Substation | $ | 32975211.9686 | 0 | 0 | 0 | 0 | 0 | 0 | 0 | 0 | 0 | 0 | 0 | 0 | 0 | 0 | 0 | 0 | 0 | 0 | 0 | 0 | 0 | 0 | 0 | 0 | 0 | 138225000 | 0 | 0 | 0 | 0 |  |  | 0 | 0 | $ | 0 | 0 | 0 | 0 | 0 | 0 | 0 | 0 | 0 | 0 | 0 | 0 | 0 | 0 | 0 | 0 | 0 | 0 | 0 | 0 | 0 | 0 | 0 | 0 | 0 | 0 | 0 | 0 | 0 | 0 | 0
12 | Option 4C | Lines | $ | 55107787.7717 | 0 | 0 | 0 | 0 | 0 | 0 | 0 | 0 | 0 | 0 | 0 | 0 | 0 | 0 | 0 | 0 | 0 | 0 | 0 | 0 | 0 | 0 | 0 | 0 | 0 | 231000000 | 0 | 0 | 0 | 0 |  |  | 0 | 0 | $ | 0 | 0 | 0 | 0 | 0 | 0 | 0 | 0 | 0 | 0 | 0 | 0 | 0 | 0 | 0 | 0 | 0 | 0 | 0 | 0 | 0 | 0 | 0 | 0 | 0 | 0 | 0 | 0 | 0 | 0 | 0
12 | Option 4C | Substation | $ | 18011419.8128 | 0 | 0 | 0 | 0 | 0 | 0 | 0 | 0 | 0 | 0 | 0 | 0 | 0 | 0 | 0 | 0 | 0 | 0 | 0 | 0 | 0 | 0 | 0 | 0 | 0 | 75500000 | 0 | 0 | 0 | 0 |  |  | 0 | 0 | $ | 0 | 0 | 0 | 0 | 0 | 0 | 0 | 0 | 0 | 0 | 0 | 0 | 0 | 0 | 0 | 0 | 0 | 0 | 0 | 0 | 0 | 0 | 0 | 0 | 0 | 0 | 0 | 0 | 0 | 0 | 0
Capital cost
Number | Option name |  | Units | PV | FY 2019-20 | FY 2020-21 | FY 2021-22 | FY 2022-23 | FY 2023-24 | FY 2024-25 | FY 2025-26 | FY 2026-27 | FY 2027-28 | FY 2028-29 | FY 2029-30 | FY 2030-31 | FY 2031-32 | FY 2032-33 | FY 2033-34 | FY 2034-35 | FY 2035-36 | FY 2036-37 | FY 2037-38 | FY 2038-39 | FY 2039-40 | FY 2040-41 | FY 2041-42 | FY 2042-43 | FY 2043-44 | FY 2044-45 | FY 2045-46 | FY 2046-47 | FY 2047-48 | FY 2048-49
1 | Option 1A |  | $ | -583074285.7545 | 0 | -198750000 | -198750000 | -198750000 | -198750000 | 0 | 0 | 0 | 0 | 0 | 0 | 0 | 0 | 0 | 0 | 0 | 0 | 0 | 0 | 0 | 0 | 0 | 0 | 0 | 0 | 449340000 | 0 | 0 | 0 | 0
2 | Option 1B |  | $ | -756473955.4473 | 0 | -239250000 | -239250000 | -239250000 | -239250000 | 0 | 0 | 0 | -58500000 | -58500000 | 0 | 0 | 0 | 0 | 0 | 0 | 0 | 0 | 0 | 0 | 0 | 0 | 0 | 0 | 0 | 613500000 | 0 | 0 | 0 | 0
3 | Option 1C |  | $ | -779077264.9743 | 0 | -265000000 | -265000000 | -265000000 | -265000000 | 0 | 0 | 0 | 0 | 0 | 0 | 0 | 0 | 0 | 0 | 0 | 0 | 0 | 0 | 0 | 0 | 0 | 0 | 0 | 0 | 592225000 | 0 | 0 | 0 | 0
4 | Option 2A |  | $ | -917815620.1765 | 0 | -311250000 | -311250000 | -311250000 | -311250000 | 0 | 0 | 0 | 0 | 0 | 0 | 0 | 0 | 0 | 0 | 0 | 0 | 0 | 0 | 0 | 0 | 0 | 0 | 0 | 0 | 683985000 | 0 | 0 | 0 | 0
5 | Option 2B |  | $ | -1145291955.1863 | 0 | -355750000 | -355750000 | -355750000 | -355750000 | 0 | 0 | 0 | -104000000 | -104000000 | 0 | 0 | 0 | 0 | 0 | 0 | 0 | 0 | 0 | 0 | 0 | 0 | 0 | 0 | 0 | 914125000 | 0 | 0 | 0 | 0
6 | Option 2C |  | $ | -1020058372.5501 | 0 | -346750000 | -346750000 | -346750000 | -346750000 | 0 | 0 | 0 | 0 | 0 | 0 | 0 | 0 | 0 | 0 | 0 | 0 | 0 | 0 | 0 | 0 | 0 | 0 | 0 | 0 | 772225000 | 0 | 0 | 0 | 0
7 | Option 3A |  | $ | -743397847.8999 | 0 | -253500000 | -253500000 | -253500000 | -253500000 | 0 | 0 | 0 | 0 | 0 | 0 | 0 | 0 | 0 | 0 | 0 | 0 | 0 | 0 | 0 | 0 | 0 | 0 | 0 | 0 | 574365000 | 0 | 0 | 0 | 0
8 | Option 3B |  | $ | -975780767.9847 | 0 | -305250000 | -305250000 | -305250000 | -305250000 | 0 | 0 | -55333333.3333 | -55333333.3333 | -55333333.3333 | 0 | 0 | 0 | 0 | 0 | 0 | 0 | 0 | 0 | 0 | 0 | 0 | 0 | 0 | 0 | 794025000 | 0 | 0 | 0 | 0
9 | Option 3C |  | $ | -995649583.2765 | 0 | -338750000 | -338750000 | -338750000 | -338750000 | 0 | 0 | 0 | 0 | 0 | 0 | 0 | 0 | 0 | 0 | 0 | 0 | 0 | 0 | 0 | 0 | 0 | 0 | 0 | 0 | 758075000 | 0 | 0 | 0 | 0
10 | Option 4A |  | $ | -958245336.2364 | 0 | -253750000 | -332750000 | -332750000 | -332750000 | -79000000 | 0 | 0 | 0 | 0 | 0 | 0 | 0 | 0 | 0 | 0 | 0 | 0 | 0 | 0 | 0 | 0 | 0 | 0 | 0 | 763440000 | 0 | 0 | 0 | 0
11 | Option 4B |  | $ | -1301672387.0653 | 0 | -305500000 | -393500000 | -393500000 | -393500000 | -88000000 | 0 | -114333333.3333 | -114333333.3333 | -114333333.3333 | 0 | 0 | 0 | 0 | 0 | 0 | 0 | 0 | 0 | 0 | 0 | 0 | 0 | 0 | 0 | 1110900000 | 0 | 0 | 0 | 0
12 | Option 4C |  | $ | -1362642802.7465 | 0 | -338750000 | -472750000 | -472750000 | -472750000 | -134000000 | 0 | 0 | 0 | 0 | 0 | 0 | 0 | 0 | 0 | 0 | 0 | 0 | 0 | 0 | 0 | 0 | 0 | 0 | 0 | 1061845000 | 0 | 0 | 0 | 0
Operating and maintenance cost
Number | Option name |  | Units | PV | FY 2019-20 | FY 2020-21 | FY 2021-22 | FY 2022-23 | FY 2023-24 | FY 2024-25 | FY 2025-26 | FY 2026-27 | FY 2027-28 | FY 2028-29 | FY 2029-30 | FY 2030-31 | FY 2031-32 | FY 2032-33 | FY 2033-34 | FY 2034-35 | FY 2035-36 | FY 2036-37 | FY 2037-38 | FY 2038-39 | FY 2039-40 | FY 2040-41 | FY 2041-42 | FY 2042-43 | FY 2043-44 | FY 2044-45 | FY 2045-46 | FY 2046-47 | FY 2047-48 | FY 2048-49
1 | Option 1A |  | $ | -74989777.3036 | 0 | 0 | 0 | 0 | 0 | -7950000 | -7950000 | -7950000 | -7950000 | -7950000 | -7950000 | -7950000 | -7950000 | -7950000 | -7950000 | -7950000 | -7950000 | -7950000 | -7950000 | -7950000 | -7950000 | -7950000 | -7950000 | -7950000 | -7950000 | -7950000 | 0 | 0 | 0 | 0
2 | Option 1B |  | $ | -97377688.7216 | 0 | 0 | 0 | 0 | 0 | -9570000 | -9570000 | -9570000 | -9570000 | -9570000 | -10740000 | -10740000 | -10740000 | -10740000 | -10740000 | -10740000 | -10740000 | -10740000 | -10740000 | -10740000 | -10740000 | -10740000 | -10740000 | -10740000 | -10740000 | -10740000 | 0 | 0 | 0 | 0
3 | Option 1C |  | $ | -99986369.7381 | 0 | 0 | 0 | 0 | 0 | -10600000 | -10600000 | -10600000 | -10600000 | -10600000 | -10600000 | -10600000 | -10600000 | -10600000 | -10600000 | -10600000 | -10600000 | -10600000 | -10600000 | -10600000 | -10600000 | -10600000 | -10600000 | -10600000 | -10600000 | -10600000 | 0 | 0 | 0 | 0
4 | Option 2A |  | $ | -117436821.0603 | 0 | 0 | 0 | 0 | 0 | -12450000 | -12450000 | -12450000 | -12450000 | -12450000 | -12450000 | -12450000 | -12450000 | -12450000 | -12450000 | -12450000 | -12450000 | -12450000 | -12450000 | -12450000 | -12450000 | -12450000 | -12450000 | -12450000 | -12450000 | -12450000 | 0 | 0 | 0 | 0
5 | Option 2B |  | $ | -146861608.4407 | 0 | 0 | 0 | 0 | 0 | -14230000 | -14230000 | -14230000 | -14230000 | -14230000 | -16310000 | -16310000 | -16310000 | -16310000 | -16310000 | -16310000 | -16310000 | -16310000 | -16310000 | -16310000 | -16310000 | -16310000 | -16310000 | -16310000 | -16310000 | -16310000 | 0 | 0 | 0 | 0
6 | Option 2C |  | $ | -130831221.5346 | 0 | 0 | 0 | 0 | 0 | -13870000 | -13870000 | -13870000 | -13870000 | -13870000 | -13870000 | -13870000 | -13870000 | -13870000 | -13870000 | -13870000 | -13870000 | -13870000 | -13870000 | -13870000 | -13870000 | -13870000 | -13870000 | -13870000 | -13870000 | -13870000 | 0 | 0 | 0 | 0
7 | Option 3A |  | $ | -95647338.5985 | 0 | 0 | 0 | 0 | 0 | -10140000 | -10140000 | -10140000 | -10140000 | -10140000 | -10140000 | -10140000 | -10140000 | -10140000 | -10140000 | -10140000 | -10140000 | -10140000 | -10140000 | -10140000 | -10140000 | -10140000 | -10140000 | -10140000 | -10140000 | -10140000 | 0 | 0 | 0 | 0
8 | Option 3B |  | $ | -125256380.0983 | 0 | 0 | 0 | 0 | 0 | -12210000 | -12210000 | -12210000 | -12210000 | -12210000 | -13870000 | -13870000 | -13870000 | -13870000 | -13870000 | -13870000 | -13870000 | -13870000 | -13870000 | -13870000 | -13870000 | -13870000 | -13870000 | -13870000 | -13870000 | -13870000 | 0 | 0 | 0 | 0
9 | Option 3C |  | $ | -127812765.0897 | 0 | 0 | 0 | 0 | 0 | -13550000 | -13550000 | -13550000 | -13550000 | -13550000 | -13550000 | -13550000 | -13550000 | -13550000 | -13550000 | -13550000 | -13550000 | -13550000 | -13550000 | -13550000 | -13550000 | -13550000 | -13550000 | -13550000 | -13550000 | -13550000 | 0 | 0 | 0 | 0
10 | Option 4A |  | $ | -123176416.96 | 0 | 0 | 0 | 0 | 0 | -10150000 | -13310000 | -13310000 | -13310000 | -13310000 | -13310000 | -13310000 | -13310000 | -13310000 | -13310000 | -13310000 | -13310000 | -13310000 | -13310000 | -13310000 | -13310000 | -13310000 | -13310000 | -13310000 | -13310000 | -13310000 | 0 | 0 | 0 | 0
11 | Option 4B |  | $ | -166662515.0609 | 0 | 0 | 0 | 0 | 0 | -12220000 | -15740000 | -15740000 | -15740000 | -15740000 | -19170000 | -19170000 | -19170000 | -19170000 | -19170000 | -19170000 | -19170000 | -19170000 | -19170000 | -19170000 | -19170000 | -19170000 | -19170000 | -19170000 | -19170000 | -19170000 | 0 | 0 | 0 | 0
12 | Option 4C |  | $ | -174347660.2046 | 0 | 0 | 0 | 0 | 0 | -13550000 | -18910000 | -18910000 | -18910000 | -18910000 | -18910000 | -18910000 | -18910000 | -18910000 | -18910000 | -18910000 | -18910000 | -18910000 | -18910000 | -18910000 | -18910000 | -18910000 | -18910000 | -18910000 | -18910000 | -18910000 | 0 | 0 | 0 | 0
Incremental benefit calculation
Involuntary load shedding
Number | Option name |  | Units | PV | FY 2019-20 | FY 2020-21 | FY 2021-22 | FY 2022-23 | FY 2023-24 | FY 2024-25 | FY 2025-26 | FY 2026-27 | FY 2027-28 | FY 2028-29 | FY 2029-30 | FY 2030-31 | FY 2031-32 | FY 2032-33 | FY 2033-34 | FY 2034-35 | FY 2035-36 | FY 2036-37 | FY 2037-38 | FY 2038-39 | FY 2039-40 | FY 2040-41 | FY 2041-42 | FY 2042-43 | FY 2043-44 | FY 2044-45 | FY 2045-46 | FY 2046-47 | FY 2047-48 | FY 2048-49
1 | Option 1A |  | $ | -7479591.0872 | 0 | 240 | 188 | 264 | -15260866 | -34764649 | 182 | 19731875 | 209 | 30254739 | 5331037 | 178684 | 909603 | 190 | -924633 | 4644377 | -2027975 | 210 | -11939967 | 197 | 184 | 203 | 184 | -4810318 | 2878610 | 193 | 0 | 0 | 0 | 0
2 | Option 1B |  | $ | 9443858.7931 | 0 | 67 | 347 | 256 | -15566737 | -41958515 | 458 | 19732168 | 519 | 42162427 | 6186274 | 179051 | 4579236 | 602 | 2260994 | 13014990 | 1318999 | 728 | -1100084 | 778 | 801 | 855 | 874 | 1186853 | 8244652 | 1012 | 0 | 0 | 0 | 0
3 | Option 1C |  | $ | -18656837.4866 | 0 | -125 | -23 | -88 | -17417 | -105919704 | -56 | 19731614 | -47 | 54821205 | 6185661 | 178435 | 4578629 | -66 | 2260548 | 13025508 | 1318251 | -47 | -1093106 | -46 | -36 | -47 | -21 | 1185939 | 8243769 | -2 | 0 | 0 | 0 | 0
4 | Option 2A |  | $ | 115783826.4813 | 0 | -736 | -894 | -603 | -25308105 | 115726117 | -761 | 19730907 | -747 | 42069198 | 5029568 | 177708 | 1766346 | -804 | 3416074 | 9010705 | -500155 | -822 | 2459358 | -858 | -884 | -906 | -1510172 | 2684357 | 2269568 | -1070 | 0 | 0 | 0 | 0
5 | Option 2B |  | $ | 130332377.4394 | 0 | 78 | 27 | 13 | -28870485 | 124387733 | -31 | 19731651 | -30 | 46049359 | 6185663 | 178404 | 5112221 | -121 | 6369145 | 17170857 | 1318141 | -177 | 2893013 | -234 | -272 | -277 | -317 | -101861 | 5525990 | -394 | 0 | 0 | 0 | 0
6 | Option 2C |  | $ | 153261804.5721 | 0 | 101 | 32 | -20 | -46806377 | 166953177 | 8 | 19731688 | 11 | 54821271 | 6185724 | 178479 | 5112334 | -20 | 6369254 | 17157464 | 1318278 | -25 | 2893428 | -43 | -50 | -54 | -64 | -101135 | 5527651 | -69 | 0 | 0 | 0 | 0
7 | Option 3A |  | $ | 60032699.7699 | 0 | -81 | -41 | -107 | -20709691 | 67693249 | -40 | 19731649 | -41 | 20894357 | 1795270 | 178449 | 673385 | -43 | -958460 | 8551820 | -1996084 | -33 | -10710826 | -37 | -33 | -36 | -26 | -3659144 | 3765555 | -13 | 0 | 0 | 0 | 0
8 | Option 3B |  | $ | 92398649.1673 | 0 | 5 | 79 | 24 | -21234069 | 81571249 | 96 | 19731789 | 120 | 26398500 | 6185841 | 178603 | 5089792 | 115 | 6369398 | 16884230 | 1318442 | 147 | 2909995 | 148 | 139 | 163 | 161 | -100742 | 5510591 | 197 | 0 | 0 | 0 | 0
9 | Option 3C |  | $ | 136242204.8298 | 0 | -57 | -215 | -167 | -44750400 | 142284470 | -376 | 19731292 | -409 | 54820819 | 6185240 | 177967 | 5089257 | -605 | 6368634 | 16880168 | 1317577 | -770 | 2908293 | -886 | -957 | -1000 | -1075 | -101991 | 5509258 | -1286 | 0 | 0 | 0 | 0
10 | Option 4A |  | $ | 60921757.4655 | 0 | 46 | 69 | 44 | -20709722 | 62765645 | 96 | 19731784 | 118 | 25791215 | 3654279 | 178607 | 348656 | 116 | -954739 | 9400048 | -1752095 | 139 | -9511537 | 139 | 144 | 144 | 158 | -3771542 | 3465786 | 170 | 0 | 0 | 0 | 0
11 | Option 4B |  | $ | 115149978.1755 | 0 | 84 | 120 | 70 | -25307396 | 98828679 | 131 | 19731822 | 158 | 42195661 | 6185880 | 178649 | 8240988 | 163 | 6369450 | 17274688 | 1318491 | 197 | 8126072 | 202 | 203 | 214 | 213 | -107928 | 5497840 | 240 | 0 | 0 | 0 | 0
12 | Option 4C |  | $ | 139854366.2078 | 0 | 28 | 369 | 242 | -44750161 | 142285453 | 502 | 19732214 | 569 | 54821849 | 6186330 | 179110 | 8241373 | 669 | 6369980 | 17261874 | 1319078 | 812 | 8126929 | 872 | 902 | 961 | 986 | -107486 | 5498126 | 1145 | 0 | 0 | 0 | 0
Difference in timing of unrelated expenditure
Number | Option name |  | Units | PV | FY 2019-20 | FY 2020-21 | FY 2021-22 | FY 2022-23 | FY 2023-24 | FY 2024-25 | FY 2025-26 | FY 2026-27 | FY 2027-28 | FY 2028-29 | FY 2029-30 | FY 2030-31 | FY 2031-32 | FY 2032-33 | FY 2033-34 | FY 2034-35 | FY 2035-36 | FY 2036-37 | FY 2037-38 | FY 2038-39 | FY 2039-40 | FY 2040-41 | FY 2041-42 | FY 2042-43 | FY 2043-44 | FY 2044-45 | FY 2045-46 | FY 2046-47 | FY 2047-48 | FY 2048-49
1 | Option 1A |  | $ | -970490.6881 | 0 | -267 | 106 | -52 | 123 | -37 | -65 | 33 | -33 | -194 | 96422149 | 485 | -105034522 | -3715964 | 10524520 | 7236836 | -14499363 | -901149 | -8439041 | 2476661 | -333882 | -37 | -1614209 | 243657 | -773184 | 1915057 | 0 | 0 | 0 | 0
2 | Option 1B |  | $ | 9894057.9337 | 0 | 1702 | 238 | 69 | 546 | 427 | 309 | 430 | 195 | 505 | 215393873 | -118979649 | -50516411 | -18717495 | -619097 | 21349728 | -36055915 | 9877736 | -33465403 | 5742853 | -1934544 | 10 | -6006367 | 1721028 | -644224 | 68569 | 0 | 0 | 0 | 0
3 | Option 1C |  | $ | 9895301.5573 | 0 | 264 | -55 | 10 | 116 | 74 | -45 | 171 | 53 | -10 | 215392455 | -118923073 | -50599699 | -18680823 | -616531 | 21336351 | -36061971 | 10091476 | -33677858 | 5744200 | -1936065 | -4 | -5987327 | 1709695 | -645612 | 66412 | 0 | 0 | 0 | 0
4 | Option 2A |  | $ | 18795164.2947 | 0 | -1000 | -80 | -33 | -14 | -23 | -193 | 27 | -6 | -256 | 166099952 | 983 | 7725958 | 22577427 | -544095 | -22950 | -146486096 | 100477060 | -168762951 | 19604705 | -7239626 | -32 | -35864283 | -12677544 | 4166488 | -890198 | 0 | 0 | 0 | 0
5 | Option 2B |  | $ | 15879000.062 | 0 | -229 | -58 | 40 | 72 | 3 | -107 | 73 | -32 | -119 | 215392736 | 1064 | 28813793 | 24125672 | -32608545 | 11949410 | -181969014 | 96570147 | -234059063 | 23629030 | -8751342 | -30 | -14568221 | -16055112 | 4353057 | -311062 | 0 | 0 | 0 | 0
6 | Option 2C |  | $ | 15871585.2369 | 0 | -123 | -99 | -69 | -71 | -151 | -144 | 0 | -99 | -442 | 215392513 | 870 | 28823759 | 24095980 | -32597100 | 11950014 | -181964392 | 96549140 | -234057838 | 23638372 | -8753480 | -41 | -14560276 | -16062079 | 4356088 | -314791 | 0 | 0 | 0 | 0
7 | Option 3A |  | $ | 24988547.3339 | 0 | 100 | -136 | 30 | 57 | 11 | -61 | 108 | -32 | -196 | 74648377 | 399 | 42124508 | 51016600 | -2038595 | 96076 | -130975517 | 103510160 | -117284003 | 17123926 | -7854570 | -47 | -25045998 | -13975202 | 4126667 | -13345 | 0 | 0 | 0 | 0
8 | Option 3B |  | $ | 18094882.9939 | 0 | 546 | 13 | 8 | 164 | 104 | 1 | 224 | 63 | 40 | 215392832 | 1091 | 24068311 | 25733625 | -36728127 | 9901796 | -172838790 | 96703552 | -216093807 | 22069903 | -9619700 | -32 | -24754356 | -15981232 | 4162219 | 374570 | 0 | 0 | 0 | 0
9 | Option 3C |  | $ | 18094737.2032 | 0 | -1513 | -259 | -86 | -258 | -288 | -360 | -33 | -215 | -493 | 215392163 | 687 | 24075164 | 25663932 | -36675705 | 9909084 | -172834735 | 96689705 | -216072586 | 22083425 | -9622217 | -59 | -24756000 | -15979387 | 4160638 | 374532 | 0 | 0 | 0 | 0
10 | Option 4A |  | $ | 22649280.0682 | 0 | 68 | -47 | 28 | 2 | -20 | -173 | 118 | -3 | -124 | 90072043 | 397 | 58384387 | 35445188 | -1801596 | -3083075 | -137205138 | 102323235 | -138405705 | 20333219 | -8137247 | -30 | -27073440 | -16352189 | 4498057 | 46798 | 0 | 0 | 0 | 0
11 | Option 4B |  | $ | 23667871.1638 | 0 | 113 | -16 | 32 | 53 | 3 | -142 | 24 | -20 | -234 | 215392063 | 938 | 73711273 | 20319214 | -56699225 | 25249393 | -202289272 | 84865144 | -207341442 | 23082255 | -10685272 | -92 | -27063120 | -17774200 | 3576457 | 565528 | 0 | 0 | 0 | 0
12 | Option 4C |  | $ | 23729353.9534 | 0 | 2027 | 250 | 74 | 616 | 506 | 376 | 488 | 224 | 609 | 215394098 | 1664 | 74198922 | 19416120 | -56864922 | 25310057 | -201510364 | 84003007 | -207160804 | 23774518 | -10722266 | -33 | -27066397 | -17727095 | 3583026 | 578023 | 0 | 0 | 0 | 0
Fuel consumption from generation dispatch
Number | Option name |  | Units | PV | FY 2019-20 | FY 2020-21 | FY 2021-22 | FY 2022-23 | FY 2023-24 | FY 2024-25 | FY 2025-26 | FY 2026-27 | FY 2027-28 | FY 2028-29 | FY 2029-30 | FY 2030-31 | FY 2031-32 | FY 2032-33 | FY 2033-34 | FY 2034-35 | FY 2035-36 | FY 2036-37 | FY 2037-38 | FY 2038-39 | FY 2039-40 | FY 2040-41 | FY 2041-42 | FY 2042-43 | FY 2043-44 | FY 2044-45 | FY 2045-46 | FY 2046-47 | FY 2047-48 | FY 2048-49
1 | Option 1A |  | $ | 65063853.3187 | 0 | 5852 | 5677 | 6373 | -18634239 | -18529418 | -17587882 | -18820411 | -20580694 | -16910035 | -44172445 | -55722794 | -4121538 | 6739527 | 3491983 | -6864612 | 56309355 | 48848754 | 62841327 | 75636253 | 80382478 | 70122487 | 67850863 | 54752801 | 51314908 | 60875510 | 0 | 0 | 0 | 0
2 | Option 1B |  | $ | 145797411.8417 | 0 | 10965 | 10816 | 12503 | -18999566 | -17213661 | -15900653 | -16902223 | -18900134 | -15739118 | -114102401 | -54607558 | -45548540 | -12510930 | 2959781 | -16326687 | 63813385 | 51054961 | 135996944 | 130126142 | 132706182 | 115265365 | 140458744 | 125897677 | 107610210 | 130344864 | 0 | 0 | 0 | 0
3 | Option 1C |  | $ | 241834745.7958 | 0 | 2190 | 2143 | 2313 | 2848452 | 3918242 | 5941927 | 6990483 | 4566504 | 4681177 | -107019254 | -54078607 | -45535673 | -12500282 | 2949468 | -16312868 | 63804015 | 51041037 | 136006303 | 130199208 | 132767198 | 115288770 | 140462352 | 125875589 | 107589956 | 130332851 | 0 | 0 | 0 | 0
4 | Option 2A |  | $ | 1138613243.2932 | 0 | 4000 | 3871 | 4235 | -30035481 | -25608382 | -25112641 | -12906931 | -13667044 | -16374486 | -49317571 | -7971508 | 28865787 | 43052945 | 46963503 | 55505852 | 141050543 | 146929728 | 496320885 | 453253519 | 430823550 | 425280725 | 427920346 | 488144387 | 431235767 | 472213919 | 0 | 0 | 0 | 0
5 | Option 2B |  | $ | 1367350239.317 | 0 | 3214 | 3151 | 3554 | -32859635 | -25108921 | -24429491 | -11576081 | -12463421 | -15834470 | -61755166 | 3991991 | -1862246 | 26295562 | 38814188 | 36895367 | 159808812 | 169030195 | 582764446 | 544905494 | 550738458 | 533657385 | 526727700 | 604267227 | 538918548 | 595253081 | 0 | 0 | 0 | 0
6 | Option 2C |  | $ | 1316168071.8347 | 0 | -913 | -760 | -1052 | -47199307 | -37408904 | -36335646 | -23504145 | -25540730 | -25540896 | -61831238 | 3978678 | -1866407 | 26278555 | 38818970 | 36865378 | 159789963 | 169036061 | 582776989 | 544910772 | 550755477 | 533662933 | 526720743 | 604296892 | 538928474 | 595282914 | 0 | 0 | 0 | 0
7 | Option 3A |  | $ | 1046892270.9326 | 0 | 489 | 533 | 533 | -24870459 | -21073306 | -20735765 | -9657609 | -9357058 | -12227138 | -17734835 | 15357052 | 44429177 | 54387429 | 52019111 | 59807551 | 133573975 | 131656433 | 421797628 | 385434634 | 375731839 | 368316076 | 362457087 | 425976182 | 368857983 | 415430774 | 0 | 0 | 0 | 0
8 | Option 3B |  | $ | 1387885807.0945 | 0 | 3077 | 3122 | 3574 | -25395070 | -18214712 | -17692276 | -5393058 | -5418389 | -10363203 | -62103843 | -777740 | 1001548 | 24523576 | 38849536 | 38668620 | 158055764 | 168147997 | 580384040 | 544234166 | 547596537 | 531334257 | 526563245 | 598851541 | 538660006 | 593256415 | 0 | 0 | 0 | 0
9 | Option 3C |  | $ | 1312735856.947 | 0 | -621 | -580 | -1174 | -45835259 | -36826436 | -35197604 | -22725794 | -24718669 | -24690424 | -62227398 | -804950 | 993012 | 24496005 | 38839535 | 38647583 | 158055860 | 168144716 | 580382346 | 544211847 | 547579327 | 531319469 | 526551892 | 598832250 | 538645874 | 593257142 | 0 | 0 | 0 | 0
10 | Option 4A |  | $ | 1156435915.2245 | 0 | 249 | 239 | 190 | -24869654 | -21049359 | -18272699 | -6559168 | -5894062 | -9427138 | -22700212 | 17159603 | 44977591 | 51725207 | 50202926 | 62055807 | 139123534 | 140113971 | 470799899 | 433832250 | 417978476 | 407318717 | 402735690 | 467078621 | 406071747 | 450814827 | 0 | 0 | 0 | 0
11 | Option 4B |  | $ | 1437301920.7962 | 0 | -518 | -458 | -553 | -29973908 | -22592700 | -19546364 | -6661961 | -6744634 | -11153320 | -70067531 | 10342518 | -16649692 | 10054724 | 23498208 | 5667980 | 167009587 | 178848042 | 603030358 | 569918102 | 578435284 | 567253122 | 565238993 | 647693026 | 591537873 | 646470636 | 0 | 0 | 0 | 0
12 | Option 4C |  | $ | 1371693999.1432 | 0 | 12073 | 11904 | 13744 | -45816964 | -36778480 | -32663986 | -19402670 | -21065262 | -21822131 | -85072598 | 10034659 | -16837176 | 9980959 | 23436350 | 5640609 | 166897869 | 178836137 | 603240550 | 569490664 | 578301479 | 567097886 | 565060805 | 647531411 | 591510081 | 646278034 | 0 | 0 | 0 | 0
Voluntary load curtailment
Number | Option name |  | Units | PV | FY 2019-20 | FY 2020-21 | FY 2021-22 | FY 2022-23 | FY 2023-24 | FY 2024-25 | FY 2025-26 | FY 2026-27 | FY 2027-28 | FY 2028-29 | FY 2029-30 | FY 2030-31 | FY 2031-32 | FY 2032-33 | FY 2033-34 | FY 2034-35 | FY 2035-36 | FY 2036-37 | FY 2037-38 | FY 2038-39 | FY 2039-40 | FY 2040-41 | FY 2041-42 | FY 2042-43 | FY 2043-44 | FY 2044-45 | FY 2045-46 | FY 2046-47 | FY 2047-48 | FY 2048-49
1 | Option 1A |  | $ | 24090427.9426 | 0 | 1578 | 1668 | 1750 | -3101187 | -8468719 | 121694 | 11082019 | 222858 | 10647038 | 7290644 | 5667431 | 1925476 | 5234107 | -687315 | 1867054 | 924164 | 2283082 | 16594793 | -49881 | -28671 | -1375369 | 2191675 | -682 | 4638990 | -2729191 | 0 | 0 | 0 | 0
2 | Option 1B |  | $ | 55055491.4452 | 0 | 2553 | 2717 | 2697 | -3179433 | -9151554 | 123048 | 13269582 | 224375 | 11177603 | 19949130 | 6836462 | 4048866 | 9029985 | 190982 | 7838802 | 7709393 | 9652956 | 45915762 | -75954 | -568698 | -6495631 | 3514005 | 895364 | 9750097 | -2409115 | 0 | 0 | 0 | 0
3 | Option 1C |  | $ | 59214461.7548 | 0 | 331 | 363 | 327 | -370208 | -15016854 | 120053 | 15086589 | 221049 | 19455234 | 20308028 | 6832481 | 4044605 | 9024703 | 189309 | 7839986 | 7699241 | 9656327 | 45926792 | -82289 | -575723 | -6501965 | 3506685 | 887432 | 9741781 | -2418267 | 0 | 0 | 0 | 0
4 | Option 2A |  | $ | 28673317.6323 | 0 | -629 | -555 | -363 | -5192342 | 3175099 | 119330 | 13474555 | 220382 | 10868442 | 8205688 | 6378885 | 1841784 | 5231107 | -144869 | 3603925 | -5398625 | 3998914 | 12724149 | 9077 | -727746 | -4585887 | -3368770 | 1454611 | 2696296 | -2517452 | 0 | 0 | 0 | 0
5 | Option 2B |  | $ | 57108913.5591 | 0 | 732 | 777 | 800 | -5434977 | 3176325 | 120562 | 14037937 | 221594 | 11083975 | 19390214 | 6833108 | 4195927 | 10264036 | 638957 | 7935270 | 9940629 | 10483185 | 36198947 | -133650 | -871095 | -8496300 | 603380 | 245213 | 7340053 | -10215888 | 0 | 0 | 0 | 0
6 | Option 2C |  | $ | 63737122.5638 | 0 | 247 | 253 | 238 | -7959711 | 7724965 | 119940 | 14901294 | 220892 | 18879825 | 19384266 | 6832288 | 4195025 | 10264177 | 644382 | 7928860 | 9932208 | 10481928 | 36199876 | -135032 | -872612 | -8498095 | 603353 | 243572 | 7339552 | -10211207 | 0 | 0 | 0 | 0
7 | Option 3A |  | $ | 25917108.782 | 0 | 65 | 79 | 15 | -4040423 | 3079557 | 119707 | 8356574 | 218684 | 8205498 | 4407161 | 4641866 | 1764342 | 3670406 | -1737758 | 2408291 | -820358 | 2702027 | 18092375 | -54545 | -101903 | -3347622 | 3831393 | 136237 | 5635285 | -1476678 | 0 | 0 | 0 | 0
8 | Option 3B |  | $ | 54477328.3582 | 0 | 810 | 866 | 836 | -4171311 | 3137911 | 120710 | 10187651 | 221789 | 9487149 | 19380827 | 6833376 | 4189863 | 9479962 | 634243 | 7798860 | 9403963 | 10245189 | 36467335 | -121914 | -817791 | -7945627 | 767178 | 247509 | 7550791 | -9019450 | 0 | 0 | 0 | 0
9 | Option 3C |  | $ | 61765342.7425 | 0 | -803 | -819 | -741 | -7833461 | 5094725 | 118650 | 14887036 | 219520 | 18893327 | 19371869 | 6830661 | 4187004 | 9485135 | 630664 | 7799834 | 9391960 | 10242725 | 36462734 | -126349 | -822446 | -7950997 | 762849 | 241918 | 7544884 | -9021142 | 0 | 0 | 0 | 0
10 | Option 4A |  | $ | 26424151.3974 | 0 | 218 | 240 | 230 | -4040240 | 3044426 | 119929 | 9912006 | 220919 | 9512226 | 6015067 | 5079885 | 1425505 | 2103913 | -1641286 | 2390870 | -884278 | 1555861 | 13586760 | -54322 | -72406 | -2699233 | 4739959 | 141107 | 5739773 | -1380974 | 0 | 0 | 0 | 0
11 | Option 4B |  | $ | 60030856.0254 | 0 | 275 | 304 | 276 | -5191671 | 3168137 | 120000 | 13488022 | 221000 | 11039313 | 21422927 | 6832427 | 4965005 | 10599878 | 541576 | 6629272 | 11931404 | 11655505 | 48392082 | -209947 | -1468808 | -9825266 | -2441768 | 222698 | 7427646 | -18957836 | 0 | 0 | 0 | 0
12 | Option 4C |  | $ | 65912586.3262 | 0 | 2727 | 2906 | 2857 | -7829420 | 5099141 | 123290 | 15286598 | 224646 | 20074706 | 21278607 | 6836795 | 4969752 | 10605025 | 549466 | 6638000 | 11864633 | 11638291 | 48399514 | -202653 | -1455311 | -9804336 | -2446066 | 231860 | 7436175 | -18953255 | 0 | 0 | 0 | 0
Costs for non RIT-T proponent parties
Number | Option name |  | Units | PV | FY 2019-20 | FY 2020-21 | FY 2021-22 | FY 2022-23 | FY 2023-24 | FY 2024-25 | FY 2025-26 | FY 2026-27 | FY 2027-28 | FY 2028-29 | FY 2029-30 | FY 2030-31 | FY 2031-32 | FY 2032-33 | FY 2033-34 | FY 2034-35 | FY 2035-36 | FY 2036-37 | FY 2037-38 | FY 2038-39 | FY 2039-40 | FY 2040-41 | FY 2041-42 | FY 2042-43 | FY 2043-44 | FY 2044-45 | FY 2045-46 | FY 2046-47 | FY 2047-48 | FY 2048-49
1 | Option 1A |  | $ | 911008317.5953 | 0 | 2057 | 5514 | -16639 | 326265875 | 537727021 | 30624531 | 31414603 | -44248488 | 307275867 | 454051923 | -10370351 | -178454691 | -68404018 | 13587356 | 12883849 | -244309731 | 129247776 | -92009497 | 18353022 | -64485532 | -52385468 | 93185107 | -14010265 | 11283281 | -16525885 | 0 | 0 | 0 | 0
2 | Option 1B |  | $ | 1173476205.5963 | 0 | 49035 | 9190 | 11940 | 333188874 | 538213592 | 31008916 | 33373606 | -45944772 | 304483018 | 1321808069 | -819835101 | 881858867 | -469868054 | -100146618 | 36016988 | -259003686 | 117419152 | -372142671 | 86088568 | -49073262 | -12102786 | -34034219 | -13096352 | 32240288 | -20398159 | 0 | 0 | 0 | 0
3 | Option 1C |  | $ | 1038352261.9561 | 0 | 7850 | 248 | 4792 | -17269558 | 541409904 | 33241276 | 25460520 | -48677840 | 319427551 | 1492625775 | -741366120 | 881136157 | -469868071 | -99981051 | 35888940 | -258648365 | 117126680 | -372162220 | 85707869 | -48968776 | -12147442 | -33853337 | -13011444 | 32225314 | -20409956 | 0 | 0 | 0 | 0
4 | Option 2A |  | $ | 496180998.8943 | 0 | -11743 | 1483 | -15685 | 505165263 | 536134161 | 29382795 | 19175343 | -50561739 | 310865478 | 630940292 | -448248292 | -21945915 | 39035972 | -88591502 | -126725717 | 45226366 | -20471773 | -1480849984 | -74257053 | 99031806 | 47845609 | -41772438 | -161065290 | 100122454 | -1354865 | 0 | 0 | 0 | 0
5 | Option 2B |  | $ | 674343917.0206 | 0 | 1283 | 2333 | -4444 | 550342231 | 536372421 | 29647982 | 19524869 | -51083766 | 309614398 | 895336780 | -803217809 | 830347191 | -199550787 | -130341589 | 20580389 | -313607224 | 41905565 | -1406930534 | -186182352 | -58288441 | 56386714 | -2727346 | -210991784 | 124766285 | -7625671 | 0 | 0 | 0 | 0
6 | Option 2C |  | $ | 756624879.7974 | 0 | -3240 | -2149 | 44 | 771967365 | 534647608 | 28195364 | 23438357 | -51702551 | 303636657 | 735187099 | -803005910 | 830369824 | -199392524 | -130658225 | 20760221 | -313808445 | 41892199 | -1406987234 | -186155974 | -58355072 | 56384830 | -2642239 | -211111662 | 124814948 | -7652761 | 0 | 0 | 0 | 0
7 | Option 3A |  | $ | 463571700.698 | 0 | 2363 | -852 | 3116 | 423972867 | 536824392 | 29912229 | 19414419 | -51209794 | 313303121 | 241600649 | -263571525 | -123661648 | 150894881 | -63881305 | -128171432 | 149394248 | 37025542 | -1184210504 | -100321580 | 10469951 | 43178416 | 29511176 | -195498862 | 103239340 | -17857208 | 0 | 0 | 0 | 0
8 | Option 3B |  | $ | 644661386.8936 | 0 | 16361 | 2697 | 4667 | 433255122 | 537475458 | 30457531 | 20021857 | -53390996 | 313450066 | 981008228 | -759618609 | 773996495 | -148039163 | -155382674 | -2947064 | -256542651 | 21666115 | -1417794652 | -177719654 | -63541126 | 56109482 | 7736306 | -209473542 | 121602668 | -10070723 | 0 | 0 | 0 | 0
9 | Option 3C |  | $ | 762650642.8329 | 0 | -29518 | -4998 | -13980 | 751576846 | 534963650 | 28374041 | 24038932 | -51088077 | 302945816 | 751097875 | -759364563 | 774009045 | -147824951 | -155569834 | -3336381 | -256641642 | 21891084 | -1417869872 | -177594211 | -63576196 | 56106448 | 7747031 | -209437303 | 121588246 | -10091763 | 0 | 0 | 0 | 0
10 | Option 4A |  | $ | 471298898.2352 | 0 | 2812 | -29 | 1251 | 423975181 | 536829019 | 30319825 | 19789862 | -51311673 | 313415454 | 350335226 | -368791810 | -46485523 | 175877219 | -56563186 | -183242029 | 201070614 | 30526580 | -1326806854 | -130137911 | 40582350 | 46744146 | 26666715 | -193742802 | 111008600 | -10918822 | 0 | 0 | 0 | 0
11 | Option 4B |  | $ | 801786579.3401 | 0 | 1624 | 169 | 2768 | 505176938 | 536798141 | 30340338 | 20080276 | -52731859 | 311187619 | 1066247748 | -998492387 | 1295304364 | -227527621 | -80469926 | 185223659 | -713112934 | 82524249 | -1318373861 | -205787445 | -88186547 | 12465929 | -7172937 | -203014357 | 121146035 | -9710038 | 0 | 0 | 0 | 0
12 | Option 4C |  | $ | 903602799.8213 | 0 | 57309 | 9746 | 16845 | 751606880 | 534985277 | 28882387 | 23845823 | -51030445 | 302634716 | 1056477998 | -1159561607 | 1297602816 | -227652748 | -80526917 | 185804617 | -713550571 | 82271208 | -1320763234 | -202402649 | -90527393 | 12865197 | -6437738 | -202961874 | 121192361 | -9661043 | 0 | 0 | 0 | 0