## Cover
Reinforcing the New South Wales Southern Shared Network
PACR market modelling workbook
TransGrid | 29 July 2021

## Release notice
Notice
Ernst & Young ("EY") was engaged on the instructions of NSW Electricity Networks Operations Pty Limited as trustee for NSW Electricity Networks Operations Trust ("TransGrid" or “Client”) to undertake market modelling of system costs and benefits to support the Reinforcing the New South Wales Southern Shared Network (HumeLink) Regulatory Investment Test for Transmission (RIT-T) relating to various network upgrade options to provide additional transfer capacity to the state’s demand centres.
The results of Ernst & Young’s work, including the assumptions and qualifications made in preparing the workbook dated 29 July 2021 (“Workbook”), are set out in Ernst & Young's report dated 29 July 2021 ("Report"). The Workbook and Report should be read in their entirety including this notice, the applicable scope of the work and any limitations. A reference to the Workbook includes any part of the Workbook. No further work has been undertaken by Ernst & Young since the date of the Workbook to update it.
EY has prepared the Workbook under the directions of the Client. EY has not been engaged to act, and has not acted, as advisor to any other party. Accordingly, EY makes no representations as to the appropriateness, accuracy or completeness of the Workbook for any other party's purposes.
No reliance may be placed upon the Workbook or any of its contents by any party other than the Client (“Third Parties”). Any Third Party receiving a copy of the Workbook must make and rely on their own enquiries in relation to the issues to which the Workbook relates, the contents of the Workbook and all matters arising from or relating to or in any way connected with the Workbook or its contents.
EY disclaims all responsibility to any Third Parties for any loss or liability that the Third Parties may suffer or incur arising from or relating to or in any way connected with the contents of the Workbook, the provision of the Workbook to the Third Parties or the reliance upon the Workbook by the Third Parties.
No claim or demand or any actions or proceedings may be brought against EY arising from or connected with the contents of the Workbook or the provision of the Workbook to the Third Parties. EY will be released and forever discharged from any such claims, demands, actions or proceedings.
Our work commenced on 19 January 2021 and was completed on 5 July 2021. Therefore, our Workbook does not take account of events or circumstances arising after 5 July 2021 and we have no responsibility to update the Workbook for such events or circumstances.
In preparing this Workbook we have considered and relied upon information from a range of sources believed to be reliable and accurate. We do not imply, and it should not be construed, that we have verified any of the information provided to us, or that our enquiries could have identified any matter that a more extensive examination might disclose.
The work performed as part of our scope considers information provided to us and a number of combinations of input assumptions relating to future conditions, which may not necessarily represent actual or most likely future conditions. Additionally, modelling work performed as part of our scope inherently requires assumptions about future behaviours and market interactions, which may result in forecasts that deviate from future conditions. There will usually be differences between estimated and actual results, because events and circumstances frequently do not occur as expected, and those differences may be material. We take no responsibility that the projected outcomes will be achieved, if any.
We highlight that our analysis and Workbook do not constitute investment advice or a recommendation to you on a future course of action. We provide no assurance that the scenarios we have modelled will be accepted by any relevant authority or third party.
The modelling outputs included in the attached sheets are based on the assumptions stated and on information provided by the Client and other information sources used during the course of the engagement. The outputs are contingent on the collection of assumptions as agreed with the Client, and no consideration has been given to other market events, announcements or other changing circumstances. Neither EY nor any partner, director or employee thereof undertakes responsibility in any way whatsoever to any person in respect of errors in this Workbook arising from incorrect information provided by the Client or other information sources used.
EY has consented to the Workbook being published electronically on the Client’s website alongside the Report and Addendum for informational purposes only. EY has not consented to distribution or disclosure beyond this. The material contained in the Workbook, including the EY logo, is copyright. The copyright in the material contained in the Workbook itself, excluding EY logo, vests in the Client. The Workbook, including the EY logo, cannot be altered without prior written permission from EY.
EY’s liability is limited by a scheme approved under Professional Standards Legislation.

## Version notes
Change log
2021-07-29 | 1 | Humelink Market Modelling Result Workbooks supporting the Addendum to the PACR, Central Scenario (CentralO3C).

## Abbreviations and notes
Acronyms
AEMO | Australian Energy Market Operator
CCGT | Closed cycle gas turbine
Diesel | Diesel generator
Distributed PV | PV non-scheduled generators (PVNSG) and Rooftop PV
DSP | Demand-side participation
ESOO | Electricity Statement Of Opportunities
FOM | Fixed operations and maintenance
Gas - Steam | Gas-powered steam turbine
GWh | Gigawatt-hours
LS Battery | Explicitly modelled existing and new entrant (8 hour or less) battery storage
MW | Megawatts
NEM | National Electricity Market
OCGT | Open cycle gas turbine
PACR | Project Assessment Conclusions Report
PV | Photovoltaic
PVNSG | PV non-scheduled generators
Rehab | Rehabilitation (after closing an existing generator)
USE | Unserved energy
VOM | Variable operations and maintenance
VPP | Virtual power plants
Notes
1. Base Case simulations do not include HumeLink.
2. Tumut 3 generation is included in Hydro, whereas Tumut 3 pump is included in Pumped Hydro Pump.
3. REZ expansion costs only capture intra-regional network augmentations. These costs do not include the cost of interconnectors.
4. New entrant capacity and retiring capacity for allowable generators are made at the beginning of each financial year, on 1 July.
5. Other non-scheduled generation is handled on the demand side as per AEMO's 2020 ESOO.

## ---Compare options---
Compare |  | Option3C | to | BaseCase |  | 0 | 1 | 2 | 3 | 4 | 5 | 6 | 7 | 8 | 9 | 10 | 11 | 12 | 13 | 14 | 15 | 16 | 17 | 18 | 19 | 20 | 21 | 22 | 23 | 24
NEM discounted market benefits (excluding competition benefits)
Select region | NEM
[5 empty] | Real June 2019 dollars ($m) discounted to June 2021 | 2021-22 | 2022-23 | 2023-24 | 2024-25 | 2025-26 | 2026-27 | 2027-28 | 2028-29 | 2029-30 | 2030-31 | 2031-32 | 2032-33 | 2033-34 | 2034-35 | 2035-36 | 2036-37 | 2037-38 | 2038-39 | 2039-40 | 2040-41 | 2041-42 | 2042-43 | 2043-44 | 2044-45 | 2045-46
|  |  |  | Build | CAPEX | 0.015633 | 0.042943 | 24.8531 | 24.8703 | 39.8987 | 68.95 | 92.1219 | 71.8162 | -159.5174 | 616.8642 | 666.1594 | 835.2567 | 835.2584 | 892.6842 | 843.2813 | 1078.3125 | 1247.5227 | 1301.3248 | 1369.4274 | 1347.2428 | 1233.2445 | 1261.5516 | 1206.2335 | 1211.2617 | 1204.6581
|  |  |  | FOM | FOM | 0.0012286 | 0.0088464 | 12.5103 | 13.2174 | 16.8185 | 74.0176 | 309.2894 | 307.4724 | 191.3139 | 246.018 | 225.2634 | 245.6407 | 245.6411 | 250.3405 | 284.4801 | 257.0997 | 259.549 | 273.678 | 283.3933 | 277.1794 | 271.4013 | 263.3352 | 258.4038 | 263.9149 | 261.9105
|  |  |  | Fuel | Fuel | 0.0063679 | 0.012873 | -0.73937 | -1.6072 | -0.012474 | 11.8196 | 49.773 | 83.2078 | 138.0654 | 160.1436 | 168.5172 | 175.2371 | 181.4282 | 196.09 | 192.1811 | 213.4606 | 252.8844 | 276.9298 | 294.5473 | 307.9486 | 338.6232 | 387.2972 | 429.8321 | 447.8665 | 479.2541
|  |  |  | VOM | VOM | 0.0013905 | 0.0027317 | 0.2047 | 0.40448 | 0.82293 | -2.8608 | -6.9251 | -15.7268 | -25.9489 | -40.3998 | -52.7615 | -63.7172 | -73.284 | -86.6137 | -98.4543 | -108.2521 | -116.1558 | -123.9741 | -132.0605 | -140.4927 | -145.615 | -151.7446 | -156.5369 | -160.928 | -165.3958
|  |  |  | REHAB | REHAB | 0 | 0 | 0 | -0.043907 | -0.63883 | -8.2168 | -48.111 | -48.111 | -42.0305 | -37.4875 | -32.9625 | -32.9625 | -32.9625 | -32.9625 | -32.9625 | -32.9625 | -32.9625 | -32.9625 | -32.9625 | -32.9625 | -32.9625 | -32.9625 | -32.9625 | -32.9625 | -32.9625
|  |  |  | REZ Tx | REZ | 0.00039491 | 0.0022657 | 0.0025181 | 0.0026981 | 0.0030132 | 0.0033484 | 0.0035706 | 0.0045121 | 142.0585 | 142.0585 | 142.0586 | 142.0588 | 142.0588 | 142.0589 | 254.5487 | 254.5487 | 349.7573 | 351.8226 | 354.458 | 354.458 | 350.4858 | 337.2921 | 334.333 | 367.4654 | 356.7456
|  |  |  | USE+DSP | USE+DSP | 0.0011766 | 0.0021541 | -1.3098 | -1.4348 | -8.3878 | 2.7146 | 6.8184 | -9.6046 | -4.6782 | -8.358 | -10.6524 | -1.4442 | -1.0805 | -6.0502 | 9.6669 | 11.2586 | 23.791 | 23.7614 | 22.5137 | 29.485 | 23.1506 | 26.2349 | 18.3697 | 8.2214 | 9.5805
[5 empty] | Total cumulative market benefits | 0.026191 | 0.071814 | 35.5215 | 35.4089 | 48.5041 | 146.4277 | 402.9701 | 389.0585 | 239.2628 | 1078.8391 | 1105.6222 | 1300.0693 | 1297.0595 | 1355.5472 | 1452.7412 | 1673.4655 | 1984.3861 | 2070.5799 | 2159.3166 | 2142.8586 | 2038.3279 | 2091.004 | 2057.6728 | 2104.8394 | 2113.7906
NEM competition benefits
[5 empty] | Real June 2019 dollars ($m) discounted to June 2021 | 2021-22 | 2022-23 | 2023-24 | 2024-25 | 2025-26 | 2026-27 | 2027-28 | 2028-29 | 2029-30 | 2030-31 | 2031-32 | 2032-33 | 2033-34 | 2034-35 | 2035-36 | 2036-37 | 2037-38 | 2038-39 | 2039-40 | 2040-41 | 2041-42 | 2042-43 | 2043-44 | 2044-45 | 2045-46
[5 empty] | Competition cost savings | 0 | 0 | 0 | 0 | 0 | 0 | 23.3805 | 48.5712 | 84.261 | 113.1828 | 138.6709 | 174.817 | 202.6786 | 217.517 | 223.6757 | 235.0097 | 240.2192 | 247.4072 | 253.6719 | 259.5114 | 267.7643 | 265.3235 | 267.1394 | 269.2998 | 269.7474
[5 empty] | Savings due to demand response | 0 | 0 | 0 | 0 | 0 | 0 | 7.4687 | 16.2721 | 27.5304 | 40.3138 | 46.6641 | 51.7802 | 53.7639 | 54.8551 | 72.3165 | 89.0202 | 137.2825 | 137.9115 | 144.6007 | 150.9411 | 157.8843 | 165.8985 | 167.9552 | 179.7951 | 186.3829
[5 empty] | Total cumulative competition benefits | 0 | 0 | 0 | 0 | 0 | 0 | 30.8492 | 64.8432 | 111.7915 | 153.4966 | 185.335 | 226.5972 | 256.4425 | 272.3721 | 295.9922 | 324.0299 | 377.5017 | 385.3187 | 398.2726 | 410.4525 | 425.6486 | 431.222 | 435.0946 | 449.0949 | 456.1303
NEM capacity difference by year
Select region | NEM
[5 empty] | Capacity difference (MW) | 2021-22 | 2022-23 | 2023-24 | 2024-25 | 2025-26 | 2026-27 | 2027-28 | 2028-29 | 2029-30 | 2030-31 | 2031-32 | 2032-33 | 2033-34 | 2034-35 | 2035-36 | 2036-37 | 2037-38 | 2038-39 | 2039-40 | 2040-41 | 2041-42 | 2042-43 | 2043-44 | 2044-45 | 2045-46
[5 empty] | Black Coal | 0 | 0 | 0 | 0.0027 | -34.49 | -247.7152 | -1427.2584 | -1602.8301 | -1350.6368 | -918.8347 | -34.4954 | -34.4896 | -34.4896 | -34.4896 | 0.00045 | 0 | 0 | 0 | 0 | 0 | 0 | 0 | 0 | 0 | 0
[5 empty] | Brown Coal | 0 | 0 | 0 | -1.572 | 64.5225 | 64.5229 | 50.1717 | 0.00037 | 0.00037 | 0.00037 | 0.00037 | 0.00037 | 0.00037 | 0.00037 | 0.00037 | 0.00037 | 0.00037 | 0.00037 | 0.00037 | 0.00037 | 0.00037 | 0.00037 | 0.00037 | 0.00037 | 0.00037
[5 empty] | CCGT | 0 | -0.0011316 | -0.0012758 | -0.0010516 | -0.0010869 | -0.0011006 | -0.0010098 | -0.0010253 | -0.0010574 | -0.0010652 | -0.0010674 | -0.0012961 | -0.0013896 | -0.0015257 | -0.00227 | -0.002368 | -0.0040565 | -0.0041107 | -0.0044417 | -0.0044788 | -0.004595 | -0.0052703 | -0.0056417 | -0.0056549 | -0.0055961
[5 empty] | Gas - Steam | 0 | 0 | 0 | 0 | 0 | 0 | 0 | 0 | 0 | 0 | 0 | 0 | 0 | 0 | 0 | 0 | 0 | 0 | 0 | 0 | 0 | 0 | 0 | 0 | 0
[5 empty] | OCGT / Diesel | -0.0011848 | -0.0013327 | -0.0022791 | -0.0024057 | -0.002747 | -0.0027662 | -0.0027971 | -0.0027814 | -0.0028561 | -0.0029382 | -0.0030203 | -0.0031358 | -0.0032269 | -0.0033378 | -0.0082597 | -987.0391 | -1733.2886 | -1733.2886 | -1733.2886 | -1733.2899 | -1733.2899 | -1733.2896 | -1510.0871 | -1146.642 | -1146.6416
[5 empty] | Hydro | 0 | 0 | 0 | 0 | 0 | 0 | 0 | 0 | 0 | 0 | 0 | 0 | 0 | 0 | 0 | 0 | 0 | 0 | 0 | 0 | 0 | 0 | 0 | 0 | 0
[5 empty] | Wind | 0 | -0.01915 | -46.2289 | -46.2303 | -56.5678 | -148.944 | -207.7908 | -207.792 | 337.2374 | 337.2369 | 337.2368 | 305.6843 | 305.6824 | 305.6774 | 26.4534 | 374.9445 | 567.3477 | 308.1451 | 243.991 | 243.991 | 100.7173 | 585.3952 | 598.9456 | 319.8245 | 531.1513
[5 empty] | Solar PV | -0.0043845 | 0.0050859 | 52.1834 | 52.1832 | 52.1354 | 183.2463 | 258.3572 | 258.3557 | -322.9907 | -322.9913 | -322.9923 | -322.9947 | -322.9959 | -322.997 | -323.009 | -323.0089 | -627.2668 | -431.8411 | -487.0933 | -243.413 | -105.8195 | -616.8245 | -508.6023 | -508.6024 | -508.6038
[5 empty] | LS Battery | -0.005096 | -0.0051592 | -0.0053897 | -0.0053899 | -0.0080806 | -0.011811 | -0.014438 | 28.5898 | 28.5898 | -1410.3586 | -1509.3772 | -1814.8291 | -1814.8284 | -1955.4995 | -1032.3647 | -1032.3647 | -1019.5487 | -1019.5486 | -1000.2516 | -1015.307 | -341.6264 | -66.4433 | 153.3976 | 58.0395 | 58.0388
[5 empty] | Pumped Hydro | 0 | 0 | 0 | -0.0061029 | -0.0093206 | -0.0097402 | -0.0099579 | -0.0098172 | -0.0045448 | -0.0046631 | -0.0048217 | -0.005535 | -0.0056498 | -0.0063561 | -210.0285 | -223.3571 | -127.7154 | -127.7156 | -239.5649 | -239.5665 | -153.9757 | -587.017 | -524.4707 | -542.5402 | -542.5405
[5 empty] | VPP | 0 | 0 | 0 | 0 | 0 | 0 | 0 | 0 | 0 | 0 | 0 | 0 | 0 | 0 | 0 | 0 | 0 | 0 | 0 | 0 | 0 | 0 | 0 | 0 | 0
[5 empty] | LS Battery pump | -0.005096 | -0.0051592 | -0.0053897 | -0.0053899 | -0.0080806 | -0.011811 | -0.014438 | 28.5898 | 28.5898 | -1410.3586 | -1509.3772 | -1814.8291 | -1814.8284 | -1955.4995 | -1032.3647 | -1032.3647 | -1019.5487 | -1019.5486 | -1000.2516 | -1015.307 | -341.6264 | -66.4433 | 153.3976 | 58.0395 | 58.0388
[5 empty] | Pumped Hydro pump | 0 | 0 | 0 | -0.0061029 | -0.0093206 | -0.0097402 | -0.0099579 | -0.0098172 | -0.0045448 | -0.0046631 | -0.0048217 | -0.005535 | -0.0056498 | -0.0063561 | -210.0285 | -223.3571 | -127.7154 | -127.7156 | -239.5649 | -239.5665 | -153.9757 | -587.017 | -524.4707 | -542.5402 | -542.5405
[5 empty] | VPP pump | 0 | 0 | 0 | 0 | 0 | 0 | 0 | 0 | 0 | 0 | 0 | 0 | 0 | 0 | 0 | 0 | 0 | 0 | 0 | 0 | 0 | 0 | 0 | 0 | 0
NEM generation difference by year
Select region | NEM
[5 empty] | Generation difference (GWh)* | 2021-22 | 2022-23 | 2023-24 | 2024-25 | 2025-26 | 2026-27 | 2027-28 | 2028-29 | 2029-30 | 2030-31 | 2031-32 | 2032-33 | 2033-34 | 2034-35 | 2035-36 | 2036-37 | 2037-38 | 2038-39 | 2039-40 | 2040-41 | 2041-42 | 2042-43 | 2043-44 | 2044-45 | 2045-46
[5 empty] | Black Coal | -0.1571 | -0.1479 | 14.5507 | 29.943 | -331.9868 | -606.3594 | -901.7947 | -1194.0829 | -2043.0699 | -731.3616 | -577.3706 | -390.511 | -478.9216 | 189.1358 | 317.5251 | -322.584 | 10.0587 | 204.5691 | 186.8308 | 121.3461 | 120.5418 | -128.6232 | -97.0614 | -51.6754 | -76.545
[5 empty] | Brown Coal | -0.0491 | -0.1616 | -5.2431 | -20.6123 | 462.2836 | 598.6837 | 543.5486 | 726.8127 | 370.8786 | 270.4544 | 450.6447 | 96.0496 | 92.6195 | 303.9966 | 187.6918 | 223.1245 | 153.8946 | 146.2685 | 67.3907 | 294.8156 | 286.9284 | -54.6617 | 47.8733 | -333.2426 | -184.7164
[5 empty] | CCGT | -0.0005995 | -0.0041204 | 0.013162 | -0.0054918 | -0.0056132 | -0.0056959 | -12.1674 | 25.7139 | 0.30439 | 0.10079 | -0.0059914 | -0.69041 | -1.3334 | -317.6158 | 304.234 | -228.9536 | -327.9937 | -89.4128 | 299.0203 | 7.4902 | -259.0169 | -10.684 | -190.2761 | -9.3727 | -19.6918
[5 empty] | Gas - Steam | -0.001235 | -0.000477 | 0.089074 | 0.027715 | -1.6446 | -5.6085 | -3.5812 | -27.3336 | -45.7093 | -25.3216 | -10.6819 | -5.5455 | -7.6885 | -60.6785 | -4.6731 | 33.7576 | 15.6311 | 22.8993 | 0 | 0 | 0 | 0 | 0 | 0 | 0
[5 empty] | OCGT / Diesel | -0.0067026 | -0.0058733 | 0.052519 | 0.064645 | -0.52938 | -30.5469 | -33.2735 | -39.539 | -82.7185 | -52.9066 | -24.6378 | -53.2689 | -35.9771 | -80.1186 | -159.8483 | -217.6064 | -568.0297 | -471.1628 | -547.022 | -283.6089 | -612.9753 | -1063.7407 | -832.9858 | -333.1882 | -752.5601
[5 empty] | Hydro | 0.011938 | 0.013568 | 8.1957 | 4.8673 | -9.0153 | -26.3736 | -6.7714 | 30.1899 | 170.3766 | 87.3636 | 70.8994 | 83.2747 | 125.2761 | 220.183 | 94.5186 | 208.3071 | 137.3229 | 125.7395 | 180.1454 | 184.7297 | 80.4421 | 173.8421 | 111.741 | 54.3024 | 174.5157
[5 empty] | Wind | -0.027015 | -0.07977 | -147.6066 | -142.2424 | -214.2104 | -263.3262 | -244.3677 | 176.6202 | 1759.1651 | 1254.715 | 974.2715 | 905.7005 | 939.2222 | 845.0918 | 46.5471 | 1355.0372 | 2023.9005 | 1141.3508 | 1000.8139 | 679.1072 | 803.051 | 2542.6414 | 2290.3148 | 1542.2647 | 2357.7865
[5 empty] | Solar PV | -5.0163 | -3.1348 | 116.3428 | 116.9495 | 128.3264 | 516.7221 | 806.7721 | 685.8943 | -34.177 | -839.2206 | -1090.6068 | -1025.6619 | -1075.2268 | -1058.9777 | -1158.4633 | -1261.0752 | -1590.1386 | -1159.4145 | -1454.4531 | -964.5664 | -431.1471 | -1674.9902 | -1414.2192 | -1588.8018 | -1651.5271
[5 empty] | LS Battery | -0.22933 | -0.17361 | -0.7888 | -0.72079 | -4.6353 | -4.3484 | -4.1026 | 42.2568 | 39.48 | -1609.7581 | -1727.9389 | -2137.7601 | -2122.4092 | -2215.6842 | -1214.1702 | -1189.4116 | -1109.2397 | -1116.6726 | -1101.5185 | -1134.5963 | -369.237 | -92.7075 | 171.2036 | 87.1025 | 79.1317
[5 empty] | Pumped Hydro | -0.019877 | -0.009042 | 3.8581 | 4.582 | -9.1074 | 317.1108 | 528.3661 | 858.0717 | 1507.4771 | 1603.7815 | 1213.6513 | 1203.1556 | 1107.3282 | 1589.2606 | 944.9525 | 785.0872 | 1044.6949 | 1047.8091 | 787.732 | 800.5543 | 948.6966 | 108.8589 | 25.6371 | -87.8618 | -125.1348
[5 empty] | VPP | -0.082606 | -0.13222 | -0.49525 | -0.5724 | -0.7506 | -3.3245 | -4.5436 | 4.8524 | -20.7662 | -18.7988 | -26.8238 | -41.9235 | -34.3057 | -32.6727 | -22.9383 | -11.3404 | -6.8176 | -13.2228 | -11.6694 | -23.1003 | -28.3981 | -42.9288 | -12.2427 | -27.8062 | -41.1901
[5 empty] | LS Battery pump | -0.28313 | -0.21477 | -0.97467 | -0.88872 | -5.7226 | -5.3683 | -5.065 | 52.1688 | 48.0028 | -1986.8447 | -2137.5244 | -2632.8938 | -2622.321 | -2738.8412 | -1495.307 | -1468.4097 | -1374.6015 | -1374.1519 | -1359.1857 | -1404.747 | -455.8495 | -112.0519 | 213.6117 | 107.3892 | 97.2
[5 empty] | Pumped Hydro Pump | -0.015634 | 0.003457 | 14.9919 | 13.4441 | -10.6097 | 615.8328 | 657.0523 | 1198.9209 | 1758.4587 | 2203.5941 | 1838.6278 | 1752.3739 | 1599.2148 | 2376.7689 | 1361.9112 | 1281.9674 | 1556.9551 | 1643.6972 | 1192.8762 | 1432.3094 | 1404.9166 | 332.4451 | 314.113 | -65.74 | 231.7277
[5 empty] | VPP pump | -0.097184 | -0.15556 | -0.58265 | -0.67342 | -0.88306 | -3.9112 | -5.3454 | 5.7087 | -24.4308 | -22.1163 | -31.5575 | -49.3218 | -40.3596 | -38.4385 | -26.9862 | -13.3416 | -8.0207 | -15.5562 | -13.7287 | -27.1769 | -33.4094 | -50.5045 | -14.4032 | -32.7131 | -48.4591
*Generation shown is as-generated whereas demand met is sent-out. The difference in as-generated generation between HumeLink Option 3C and the Base Case is due to different auxiliaries and losses.

## Competition Benefits
Competition benefits ($000s) - HumeLink Option 3C, Central Scenario
Real June 2019 dollars discounted to June 2021
| 2021-22 | 2022-23 | 2023-24 | 2024-25 | 2025-26 | 2026-27 | 2027-28 | 2028-29 | 2029-30 | 2030-31 | 2031-32 | 2032-33 | 2033-34 | 2034-35 | 2035-36 | 2036-37 | 2037-38 | 2038-39 | 2039-40 | 2040-41 | 2041-42 | 2042-43 | 2043-44 | 2044-45 | 2045-46
Competition cost savings | 0 | 0 | 0 | 0 | 0 | 0 | 23380.49 | 48571.19 | 84261.03 | 113182.8 | 138670.9 | 174817 | 202678.6 | 217517 | 223675.7 | 235009.7 | 240219.2 | 247407.2 | 253671.9 | 259511.4 | 267764.3 | 265323.5 | 267139.4 | 269299.8 | 269747.4
Savings due to demand response | 0 | 0 | 0 | 0 | 0 | 0 | 7468.697 | 16272.06 | 27530.44 | 40313.81 | 46664.07 | 51780.2 | 53763.91 | 54855.07 | 72316.51 | 89020.21 | 137282.5 | 137911.5 | 144600.7 | 150941.1 | 157884.3 | 165898.5 | 167955.2 | 179795.1 | 186382.9
Total cumulative competition benefits | 0 | 0 | 0 | 0 | 0 | 0 | 30849.187 | 64843.25 | 111791.47 | 153496.61 | 185334.97 | 226597.2 | 256442.51 | 272372.07 | 295992.21 | 324029.91 | 377501.7 | 385318.7 | 398272.6 | 410452.5 | 425648.6 | 431222 | 435094.6 | 449094.9 | 456130.3

## BaseCase_CF
Annual capacity factor by technology - Base Case, Central Scenario
Explicitly modelled generation
Region | Technology | 2021-22 | 2022-23 | 2023-24 | 2024-25 | 2025-26 | 2026-27 | 2027-28 | 2028-29 | 2029-30 | 2030-31 | 2031-32 | 2032-33 | 2033-34 | 2034-35 | 2035-36 | 2036-37 | 2037-38 | 2038-39 | 2039-40 | 2040-41 | 2041-42 | 2042-43 | 2043-44 | 2044-45 | 2045-46
NEM | Black Coal | 61.88% | 54.55% | 60.96% | 62.18% | 63.02% | 57.34% | 59.22% | 60.14% | 60.63% | 60.47% | 59.37% | 66.69% | 71.24% | 68.82% | 75.78% | 76.22% | 77.18% | 76.81% | 76.18% | 70.38% | 71.47% | 75.95% | 72.66% | 66.83% | 66.66%
NEM | Brown Coal | 76.19% | 66.75% | 73.18% | 79.35% | 80.2% | 77.56% | 71.35% | 74.34% | 68.84% | 73.68% | 74.07% | 76.38% | 79.42% | 77.88% | 75.65% | 77.95% | 75.41% | 73.62% | 73.35% | 78.45% | 73.59% | 76.25% | 71.99% | 73.12% | 75.52%
NEM | CCGT | 8.946% | 8.584% | 7.078% | 7.091% | 7.091% | 7.091% | 7.161% | 7.205% | 7.093% | 7.091% | 7.091% | 7.095% | 7.097% | 8.519% | 19.59% | 15.43% | 25.97% | 28.49% | 31.32% | 28.52% | 29.71% | 37.44% | 34.64% | 30.83% | 31.91%
NEM | Gas - Steam | 5.886% | 6.295% | 6.602% | 0.8178% | 0.8501% | 1.005% | 1.049% | 1.101% | 1.178% | 1.069% | 0.8826% | 0.8576% | 0.8325% | 1.3% | 2.275% | 1.036% | 3.196% | 3.356% | - | - | - | - | - | - | -
NEM | OCGT / Diesel | 0.0876% | 0.08406% | 0.1813% | 0.03833% | 0.0871% | 0.1605% | 0.1312% | 0.1536% | 0.155% | 0.137% | 0.07176% | 0.1551% | 0.08692% | 0.192% | 0.9052% | 0.7136% | 1.811% | 1.569% | 2.845% | 3.628% | 3.113% | 6.337% | 9.025% | 7.883% | 7.915%
NEM | Hydro | 19.98% | 25.82% | 21.04% | 23.38% | 26.51% | 24.89% | 25.17% | 28.97% | 25.25% | 21.32% | 26.87% | 21.89% | 23.5% | 26.47% | 25.09% | 24.46% | 27.95% | 24.28% | 20.42% | 25.92% | 20.78% | 22.49% | 25.4% | 23.43% | 23.42%
NEM | Wind | 33.56% | 36.32% | 32.5% | 32.72% | 34.74% | 36.04% | 36.95% | 35.13% | 32.48% | 33.32% | 35.01% | 33.21% | 32.36% | 35.38% | 37.25% | 38.54% | 37.13% | 36.4% | 37.07% | 37.2% | 34.75% | 31.81% | 35.15% | 36.6% | 37.78%
NEM | Solar PV | 27.76% | 28.73% | 28.89% | 28.58% | 27.83% | 29.67% | 29.71% | 26.37% | 27.04% | 28.88% | 29.93% | 29.65% | 28.8% | 28.12% | 30.26% | 30.4% | 26.83% | 28.21% | 29.79% | 30.52% | 30.08% | 29.18% | 28.45% | 30.41% | 30.66%
NEM | LS Battery | 9.472% | 5.404% | 5.952% | 5.595% | 5.87% | 6.167% | 6.122% | 7.082% | 7.024% | 11.39% | 11.7% | 12.42% | 12.43% | 12.38% | 12.65% | 12.64% | 12.23% | 12.16% | 12.29% | 12.11% | 12.29% | 12.73% | 12.41% | 12.8% | 12.84%
NEM | Pumped Hydro | 1.301% | 1.949% | 3.994% | 4.523% | 5.855% | 9.937% | 11.2% | 10.07% | 19.15% | 20.32% | 19.42% | 21.79% | 20.54% | 20.57% | 24.14% | 21.91% | 21.47% | 20.64% | 22.7% | 22.19% | 23.13% | 23.51% | 23.14% | 24.72% | 24.43%
NEM | VPP | 8.578% | 9.011% | 8.93% | 8.357% | 8.781% | 9.069% | 8.814% | 8.186% | 8.789% | 8.476% | 8.334% | 8.483% | 8.217% | 7.804% | 7.381% | 7.308% | 7.129% | 6.844% | 6.764% | 6.596% | 6.71% | 6.691% | 6.376% | 6.433% | 6.382%
Region | Technology | 2021-22 | 2022-23 | 2023-24 | 2024-25 | 2025-26 | 2026-27 | 2027-28 | 2028-29 | 2029-30 | 2030-31 | 2031-32 | 2032-33 | 2033-34 | 2034-35 | 2035-36 | 2036-37 | 2037-38 | 2038-39 | 2039-40 | 2040-41 | 2041-42 | 2042-43 | 2043-44 | 2044-45 | 2045-46
NSW1 | Black Coal | 54.04% | 46.95% | 53.67% | 55.53% | 55.35% | 48.9% | 53.26% | 52.08% | 53.03% | 55.07% | 55.29% | 62.4% | 70.65% | 66.27% | 74.35% | 75% | 75% | 75% | 75% | 62.81% | 75% | - | - | - | -
NSW1 | Brown Coal | bar: 2021-22 to 2045-46
NSW1 | CCGT | 0.423% | 0.6336% | 0.6346% | 1.197% | 1.197% | 1.197% | 1.197% | 1.197% | 1.206% | 1.199% | 1.197% | 1.216% | 1.226% | 2.425% | 19.41% | 12.49% | 25.44% | 27.98% | 34.52% | 28.81% | 29.58% | 40.07% | 25.43% | - | -
NSW1 | Gas - Steam | bar: 2021-22 to 2045-46
NSW1 | OCGT / Diesel | 1.186e-05% | 1.117e-05% | 0.03192% | 0.001053% | 0.03411% | 0.02796% | 0.02508% | 0.03136% | 0.02746% | 0.04127% | 0.04063% | 0.07608% | 0.04846% | 0.002807% | 1.038% | 0.897% | 1.143% | 1.079% | 1.886% | 2.605% | 1.747% | 5.386% | 8.075% | 8.041% | 8.522%
NSW1 | Hydro | 8.642% | 9.383% | 9.024% | 12.33% | 13.55% | 13.8% | 14.25% | 17.34% | 14.66% | 13.39% | 12.74% | 12.54% | 13.77% | 14.65% | 15.23% | 13.69% | 16.61% | 14.04% | 12.69% | 12.62% | 11.52% | 13.55% | 13.94% | 13.39% | 13.31%
NSW1 | Wind | 34.69% | 39.24% | 35.78% | 34.28% | 37.07% | 38.61% | 37.42% | 35.7% | 29.55% | 31.72% | 32.42% | 32.77% | 32.19% | 35.12% | 36.78% | 36.39% | 34.33% | 31% | 33% | 33.28% | 33.25% | 30.44% | 33.02% | 34.13% | 34.15%
NSW1 | Solar PV | 24.65% | 27.24% | 27.33% | 28.01% | 27.42% | 29.6% | 29.71% | 26.62% | 26.86% | 29.06% | 29.97% | 29.61% | 28.85% | 28.07% | 30.38% | 30.51% | 27.14% | 28.16% | 29.98% | 30.68% | 30.08% | 29.34% | 28.53% | 30.78% | 30.92%
NSW1 | LS Battery | - | - | - | - | - | - | - | - | - | 13.11% | 13.04% | 13.31% | 13.29% | 12.98% | 13.34% | 13.3% | 12.85% | 12.74% | 13.03% | 12.81% | 12.89% | 12.88% | 12.49% | 13.08% | 13.09%
NSW1 | Pumped Hydro | 0.3443% | 2.405% | 3.915% | 5.497% | 5.679% | 10.17% | 11.39% | 10.5% | 20.3% | 21.52% | 20.91% | 23.1% | 21.7% | 21.9% | 25.4% | 22.8% | 22.13% | 21.08% | 23.16% | 22.74% | 23.16% | 22.71% | 22.66% | 24.34% | 23.93%
NSW1 | VPP | 7.654% | 9.182% | 7.933% | 7.993% | 8.384% | 8.772% | 8.537% | 8.025% | 9.405% | 8.7% | 8.425% | 8.269% | 8.154% | 7.504% | 7.22% | 7.107% | 6.868% | 6.634% | 6.577% | 6.388% | 6.505% | 6.642% | 6.28% | 6.311% | 6.264%
Region | Technology | 2021-22 | 2022-23 | 2023-24 | 2024-25 | 2025-26 | 2026-27 | 2027-28 | 2028-29 | 2029-30 | 2030-31 | 2031-32 | 2032-33 | 2033-34 | 2034-35 | 2035-36 | 2036-37 | 2037-38 | 2038-39 | 2039-40 | 2040-41 | 2041-42 | 2042-43 | 2043-44 | 2044-45 | 2045-46
QLD1 | Black Coal | 71.79% | 63.67% | 68.37% | 68.96% | 72.12% | 67.35% | 66.15% | 69.76% | 67.38% | 64.88% | 62.01% | 69.46% | 71.62% | 70.47% | 76.11% | 76.54% | 77.92% | 77.43% | 76.58% | 72.94% | 70.27% | 75.95% | 72.66% | 66.83% | 66.66%
QLD1 | Brown Coal | bar: 2021-22 to 2045-46
QLD1 | CCGT | 8.223% | 8.41% | 8.41% | 9.358% | 9.358% | 9.358% | 9.488% | 9.569% | 9.358% | 9.358% | 9.358% | 9.358% | 9.358% | 9.839% | 21.11% | 21.96% | 30.7% | 33.64% | 35.55% | 33.9% | 35.57% | 43.19% | 42.97% | 36.83% | 47.57%
QLD1 | Gas - Steam | bar: 2021-22 to 2045-46
QLD1 | OCGT / Diesel | 0.003981% | 1.126e-05% | 0.0155% | 0.03971% | 0.1181% | 0.07769% | 0.03584% | 0.1331% | 0.03133% | 0.04282% | 0.03714% | 0.1153% | 0.03357% | 0.04131% | 0.4336% | 0.7423% | 2.389% | 1.742% | 3.051% | 4.28% | 3.185% | 9.128% | 9.19% | 10.47% | 12.24%
QLD1 | Hydro | 51.41% | 51.15% | 51.13% | 50.73% | 50.52% | 50.31% | 50.31% | 49.65% | 49.66% | 49.46% | 49.48% | 49.1% | 48.88% | 48.64% | 48.57% | 48.08% | 41.65% | 41.55% | 41.45% | 41.02% | 41.05% | - | - | - | -
QLD1 | Wind | 35.71% | 34.82% | 34.48% | 31.52% | 39.18% | 39.03% | 44.68% | 43.19% | 39.01% | 40.2% | 38.94% | 37.97% | 33.94% | 41.02% | 41.14% | 43.03% | 42.23% | 41.89% | 42.42% | 38.31% | 37.73% | 31.67% | 38.33% | 38.61% | 40.64%
QLD1 | Solar PV | 30.28% | 30.93% | 31.16% | 29.78% | 29.16% | 30.99% | 30.81% | 25.87% | 27.8% | 29.08% | 30.81% | 30.37% | 29.34% | 28.98% | 30.95% | 30.84% | 25.88% | 28.5% | 29.74% | 30.92% | 30.76% | 29.62% | 29.11% | 30.75% | 31.02%
QLD1 | LS Battery | 7.031% | 10.79% | 12.78% | 13.68% | 15.2% | 15.33% | 15.87% | 13.74% | 13.96% | 13.93% | 13.23% | 13.8% | 13.74% | 13.36% | 13.47% | 13.43% | 12.99% | 13.15% | 13.19% | 13.11% | 13.24% | 13.17% | 12.94% | 13.07% | 13.01%
QLD1 | Pumped Hydro | 1.703% | 1.757% | 4.028% | 4.112% | 6.559% | 9.014% | 10.42% | 8.334% | 10.52% | 11.32% | 8.201% | 11.97% | 11.81% | 10.61% | 14.2% | 16.04% | 18.29% | 18.52% | 19.82% | 18.57% | 22.38% | 24.24% | 23.02% | 24.35% | 24.09%
QLD1 | VPP | 8.16% | 7.553% | 8.024% | 8.263% | 9.153% | 9.43% | 8.996% | 8.145% | 8.901% | 8.866% | 8.244% | 8.64% | 8.498% | 7.959% | 7.394% | 7.33% | 7.312% | 7.112% | 7.095% | 6.737% | 6.833% | 6.895% | 6.594% | 6.509% | 6.537%
Region | Technology | 2021-22 | 2022-23 | 2023-24 | 2024-25 | 2025-26 | 2026-27 | 2027-28 | 2028-29 | 2029-30 | 2030-31 | 2031-32 | 2032-33 | 2033-34 | 2034-35 | 2035-36 | 2036-37 | 2037-38 | 2038-39 | 2039-40 | 2040-41 | 2041-42 | 2042-43 | 2043-44 | 2044-45 | 2045-46
VIC1 | Black Coal | bar: 2021-22 to 2045-46
VIC1 | Brown Coal | 76.19% | 66.75% | 73.18% | 79.35% | 80.2% | 77.56% | 71.35% | 74.34% | 68.84% | 73.68% | 74.07% | 76.38% | 79.42% | 77.88% | 75.65% | 77.95% | 75.41% | 73.62% | 73.35% | 78.45% | 73.59% | 76.25% | 71.99% | 73.12% | 75.52%
VIC1 | CCGT | bar: 2021-22 to 2045-46
VIC1 | Gas - Steam | 0.3688% | 0.3175% | 0.4023% | 0.2063% | 0.2902% | 0.692% | 0.8068% | 0.9419% | 1.142% | 0.8595% | 0.3747% | 0.3097% | 0.2446% | 1.459% | 2.275% | 1.036% | 3.196% | 3.356% | - | - | - | - | - | - | -
VIC1 | OCGT / Diesel | 0.04629% | 0.1249% | 0.08068% | 0.05699% | 0.07475% | 0.1772% | 0.1194% | 0.06693% | 0.1254% | 0.08057% | 0.07832% | 0.08558% | 0.04309% | 0.0457% | 0.6242% | 0.1959% | 0.8863% | 0.3174% | 1.583% | 2.131% | 2.534% | 2.164% | 6.881% | 4.647% | 2.899%
VIC1 | Hydro | 14.31% | 13.88% | 12.93% | 15.92% | 16.39% | 15.48% | 15.57% | 19.58% | 16.22% | 13.91% | 13.92% | 12.61% | 15.44% | 15.89% | 15.09% | 15.06% | 18.96% | 15.74% | 13.53% | 13.47% | 12.2% | 14.92% | 15.37% | 14.53% | 14.57%
VIC1 | Wind | 32.8% | 36.36% | 30.97% | 32.26% | 33.39% | 34.14% | 34.09% | 30.97% | 31.59% | 31.08% | 35.41% | 30.99% | 31.43% | 32.87% | 34.83% | 35.59% | 32.53% | 34.94% | 34.35% | 38.75% | 32.66% | 32.12% | 33.44% | 35.93% | 36.33%
VIC1 | Solar PV | 28.21% | 28.05% | 28.77% | 27.74% | 26.34% | 27.39% | 27.46% | 25.79% | 26.25% | 26.63% | 27.07% | 28.02% | 26.87% | 26.01% | 27.47% | 28.22% | 26.33% | 27.46% | 28.14% | 27.99% | 28.96% | 27.59% | 26.95% | 28.28% | 28.85%
VIC1 | LS Battery | 18.38% | 5.25% | 5.563% | 5.4% | 5.644% | 5.95% | 5.859% | 5.362% | 5.171% | 5.155% | 5.33% | 5.469% | 5.016% | 5.07% | 5.086% | 5.031% | 4.835% | 4.642% | 7.232% | 7.352% | 5.965% | 11.7% | 11.38% | 12.05% | 12.13%
VIC1 | Pumped Hydro | - | - | - | - | - | - | - | - | - | - | - | - | - | - | - | - | - | - | 28.47% | 30.33% | 31.08% | 28.84% | 28.18% | 28.55% | 28.96%
VIC1 | VPP | 9.405% | 9.313% | 9.654% | 9.09% | 9.619% | 9.927% | 9.642% | 8.82% | 8.69% | 8.528% | 8.779% | 9.021% | 8.525% | 8.477% | 7.875% | 7.572% | 7.288% | 6.949% | 6.758% | 6.697% | 6.746% | 6.55% | 6.301% | 6.552% | 6.469%
Region | Technology | 2021-22 | 2022-23 | 2023-24 | 2024-25 | 2025-26 | 2026-27 | 2027-28 | 2028-29 | 2029-30 | 2030-31 | 2031-32 | 2032-33 | 2033-34 | 2034-35 | 2035-36 | 2036-37 | 2037-38 | 2038-39 | 2039-40 | 2040-41 | 2041-42 | 2042-43 | 2043-44 | 2044-45 | 2045-46
SA1 | Black Coal | bar: 2021-22 to 2045-46
SA1 | Brown Coal | bar: 2021-22 to 2045-46
SA1 | CCGT | 20.71% | 18.5% | 13.45% | 10% | 10% | 10% | 10% | 10% | 10% | 10% | 10% | 10% | 10% | 15.08% | 22.93% | 10% | - | - | - | - | - | - | - | - | -
SA1 | Gas - Steam | 8.885% | 10.03% | 10.48% | 1.2% | 1.2% | 1.2% | 1.2% | 1.2% | 1.2% | 1.2% | 1.2% | 1.2% | 1.2% | 1.2% | - | - | - | - | - | - | - | - | - | - | -
SA1 | OCGT / Diesel | 0.3825% | 0.2538% | 0.7643% | 0.05566% | 0.1267% | 0.4258% | 0.4263% | 0.4698% | 0.5446% | 0.6464% | 0.1978% | 0.6929% | 0.4476% | 1.408% | 2.978% | 1.596% | 8.018% | 8.661% | 12.39% | 12.44% | 13.59% | 14.64% | 20.32% | 8.345% | 5.419%
SA1 | Hydro | bar: 2021-22 to 2045-46
SA1 | Wind | 32.65% | 33.23% | 29.23% | 30.91% | 29.63% | 31.88% | 31.77% | 29.71% | 29.43% | 29.62% | 32.38% | 29.02% | 29.98% | 29.31% | 33.84% | 34.01% | 31.87% | 32.32% | 32.52% | 36.02% | 30.43% | 30.96% | 29.83% | 34.14% | 35.98%
SA1 | Solar PV | 30.98% | 29.69% | 29.8% | 28.57% | 27.91% | 28.1% | 28.51% | 27.03% | 27.72% | 27.85% | 28.85% | 29.07% | 27.77% | 27.66% | 28.26% | 29.31% | 27.69% | 28.86% | 29.31% | 29.5% | 29.33% | 27.88% | 27.18% | 28.09% | 29.01%
SA1 | LS Battery | 5.432% | 5.036% | 5.927% | 4.962% | 5.136% | 5.438% | 5.418% | 5.043% | 5.041% | 5.824% | 5.84% | 11.44% | 11.3% | 11.64% | 11.93% | 12.1% | 11.78% | 11.49% | 11.39% | 11.06% | 11.79% | 11.66% | 11.43% | 11.84% | 12.04%
SA1 | Pumped Hydro | bar: 2021-22 to 2045-46
SA1 | VPP | 10.88% | 10.43% | 11.68% | 9.393% | 9.409% | 9.493% | 9.367% | 8.905% | 8.828% | 8.788% | 8.845% | 9.05% | 8.65% | 8.147% | 7.708% | 7.4% | 7.277% | 6.894% | 6.78% | 6.798% | 6.999% | 6.884% | 6.533% | 6.39% | 6.344%
Region | Technology | 2021-22 | 2022-23 | 2023-24 | 2024-25 | 2025-26 | 2026-27 | 2027-28 | 2028-29 | 2029-30 | 2030-31 | 2031-32 | 2032-33 | 2033-34 | 2034-35 | 2035-36 | 2036-37 | 2037-38 | 2038-39 | 2039-40 | 2040-41 | 2041-42 | 2042-43 | 2043-44 | 2044-45 | 2045-46
TAS1 | Black Coal | bar: 2021-22 to 2045-46
TAS1 | Brown Coal | bar: 2021-22 to 2045-46
TAS1 | CCGT | 0% | 5.907e-05% | 7.822e-05% | 8.638e-05% | 8.451e-05% | 8.649e-05% | 8.935e-05% | 9.012e-05% | 9.648e-05% | 9.819e-05% | 9.28e-05% | 0.0001223% | 0.0001334% | 0.0001292% | 0.0001473% | 0.0001568% | 0.0001962% | 0.0002151% | 0.0002349% | 0.0002071% | 0.0002844% | 0.0002897% | 0.0002777% | 0.0002736% | 0.0002737%
TAS1 | Gas - Steam | bar: 2021-22 to 2045-46
TAS1 | OCGT / Diesel | 6.626e-05% | 5.351e-05% | 0.02401% | 7.437e-05% | 0.02851% | 0.02107% | 0.003817% | 7.482e-05% | 0.007518% | 8.44e-05% | 7.123e-05% | 0.008204% | 0.0001059% | 9.928e-05% | 0.0001161% | 0.0001253% | 0.2089% | 0.0001606% | 0.1082% | 0.09316% | 0.2744% | 0.04611% | 0.09679% | 0.9256% | 0.5418%
TAS1 | Hydro | 36.86% | 55.61% | 41.38% | 42.09% | 50.45% | 45.83% | 46.12% | 50.83% | 45.29% | 36.29% | 55.24% | 40.54% | 41.43% | 49.72% | 45.36% | 45.13% | 50.09% | 44.58% | 35.98% | 53.94% | 39.91% | 40.78% | 49.19% | 44.4% | 44.42%
TAS1 | Wind | 35.77% | 40.61% | 37.86% | 36.76% | 40.37% | 41.05% | 42.03% | 37.16% | 36.47% | 35.71% | 40.67% | 39.3% | 38.53% | 41.93% | 44.36% | 47.03% | 42.9% | 42.3% | 41.81% | 45.47% | 41.17% | 41.17% | 44.2% | 45.85% | 47.87%
TAS1 | Solar PV | bar: 2021-22 to 2045-46
TAS1 | LS Battery | bar: 2021-22 to 2045-46
TAS1 | Pumped Hydro | bar: 2021-22 to 2045-46
TAS1 | VPP | 0.4176% | 0.5788% | 0.5519% | 0.5877% | 0.551% | 0.6826% | 0.7105% | 1.013% | 0.5366% | 0.4906% | 0.2754% | 1.215% | 1.047% | 1.029% | 2.034% | 6.341% | 6.544% | 5.816% | 6.302% | 6.059% | 6.757% | 6.403% | 5.926% | 6.033% | 5.497%
Explicitly modelled pumping
Region | Technology | 2021-22 | 2022-23 | 2023-24 | 2024-25 | 2025-26 | 2026-27 | 2027-28 | 2028-29 | 2029-30 | 2030-31 | 2031-32 | 2032-33 | 2033-34 | 2034-35 | 2035-36 | 2036-37 | 2037-38 | 2038-39 | 2039-40 | 2040-41 | 2041-42 | 2042-43 | 2043-44 | 2044-45 | 2045-46
NEM | LS Battery pump | 11.66% | 6.688% | 7.33% | 6.908% | 7.247% | 7.613% | 7.576% | 8.729% | 8.684% | 14.05% | 14.48% | 15.31% | 15.36% | 15.3% | 15.6% | 15.61% | 15.13% | 14.98% | 15.16% | 15% | 15.15% | 15.71% | 15.31% | 15.81% | 15.85%
NEM | Pumped Hydro pump | 1.256% | 4.084% | 7.499% | 10.1% | 9.954% | 15.5% | 17.75% | 15.61% | 25.3% | 26.73% | 26.31% | 27.64% | 27.2% | 26.73% | 30.97% | 28.91% | 27.39% | 26.36% | 29.01% | 28.8% | 29.39% | 30.27% | 28.86% | 31.39% | 30.66%
NEM | VPP pump | 10.07% | 10.58% | 10.48% | 9.808% | 10.31% | 10.65% | 10.35% | 9.608% | 10.32% | 9.949% | 9.781% | 9.957% | 9.645% | 9.159% | 8.662% | 8.577% | 8.366% | 8.031% | 7.937% | 7.74% | 7.874% | 7.851% | 7.481% | 7.549% | 7.489%
Region | Technology | 2021-22 | 2022-23 | 2023-24 | 2024-25 | 2025-26 | 2026-27 | 2027-28 | 2028-29 | 2029-30 | 2030-31 | 2031-32 | 2032-33 | 2033-34 | 2034-35 | 2035-36 | 2036-37 | 2037-38 | 2038-39 | 2039-40 | 2040-41 | 2041-42 | 2042-43 | 2043-44 | 2044-45 | 2045-46
NSW1 | LS Battery pump | - | - | - | - | - | - | - | - | - | 16.18% | 16.13% | 16.41% | 16.4% | 16.05% | 16.44% | 16.42% | 15.9% | 15.69% | 16.09% | 15.86% | 15.9% | 15.88% | 15.42% | 16.15% | 16.16%
NSW1 | Pumped Hydro pump | 0.3555% | 4.719% | 8.011% | 12% | 9.795% | 15.59% | 17.82% | 15.9% | 26.09% | 27.53% | 27.57% | 28.42% | 27.96% | 27.64% | 31.68% | 29.38% | 27.57% | 26.34% | 28.96% | 28.95% | 28.9% | 29.07% | 27.69% | 30.59% | 29.52%
NSW1 | VPP pump | 8.98% | 10.78% | 9.309% | 9.379% | 9.84% | 10.3% | 10.02% | 9.417% | 11.04% | 10.21% | 9.889% | 9.706% | 9.571% | 8.806% | 8.474% | 8.341% | 8.06% | 7.784% | 7.718% | 7.495% | 7.633% | 7.795% | 7.369% | 7.406% | 7.35%
Region | Technology | 2021-22 | 2022-23 | 2023-24 | 2024-25 | 2025-26 | 2026-27 | 2027-28 | 2028-29 | 2029-30 | 2030-31 | 2031-32 | 2032-33 | 2033-34 | 2034-35 | 2035-36 | 2036-37 | 2037-38 | 2038-39 | 2039-40 | 2040-41 | 2041-42 | 2042-43 | 2043-44 | 2044-45 | 2045-46
QLD1 | LS Battery pump | 8.652% | 13.31% | 15.74% | 16.89% | 18.77% | 18.91% | 19.59% | 16.97% | 17.23% | 17.2% | 16.38% | 16.99% | 16.96% | 16.53% | 16.6% | 16.58% | 16.08% | 16.19% | 16.29% | 16.23% | 16.3% | 16.27% | 15.96% | 16.14% | 16.06%
QLD1 | Pumped Hydro pump | 2.798% | 2.994% | 6.62% | 6.85% | 10.89% | 14.97% | 17.32% | 13.85% | 17.48% | 18.81% | 13.7% | 19.82% | 19.62% | 17.7% | 23.53% | 24.91% | 26.36% | 26.47% | 28.47% | 26.7% | 30.54% | 32.24% | 30.44% | 31.89% | 31.53%
QLD1 | VPP pump | 9.576% | 8.862% | 9.417% | 9.697% | 10.74% | 11.07% | 10.56% | 9.559% | 10.45% | 10.41% | 9.676% | 10.14% | 9.976% | 9.342% | 8.677% | 8.603% | 8.582% | 8.347% | 8.327% | 7.906% | 8.019% | 8.091% | 7.738% | 7.638% | 7.67%
Region | Technology | 2021-22 | 2022-23 | 2023-24 | 2024-25 | 2025-26 | 2026-27 | 2027-28 | 2028-29 | 2029-30 | 2030-31 | 2031-32 | 2032-33 | 2033-34 | 2034-35 | 2035-36 | 2036-37 | 2037-38 | 2038-39 | 2039-40 | 2040-41 | 2041-42 | 2042-43 | 2043-44 | 2044-45 | 2045-46
VIC1 | LS Battery pump | 22.63% | 6.499% | 6.85% | 6.666% | 6.968% | 7.345% | 7.252% | 6.601% | 6.4% | 6.349% | 6.599% | 6.733% | 6.208% | 6.243% | 6.28% | 6.211% | 5.969% | 5.748% | 8.917% | 9.105% | 7.336% | 14.45% | 14.04% | 14.88% | 14.98%
VIC1 | Pumped Hydro pump | - | - | - | - | - | - | - | - | - | - | - | - | - | - | - | - | - | - | 35.58% | 38.08% | 38.68% | 36.17% | 35.13% | 35.7% | 36.2%
VIC1 | VPP pump | 11.04% | 10.93% | 11.33% | 10.67% | 11.29% | 11.65% | 11.32% | 10.35% | 10.2% | 10.01% | 10.3% | 10.59% | 10.01% | 9.951% | 9.242% | 8.886% | 8.552% | 8.154% | 7.93% | 7.858% | 7.917% | 7.686% | 7.392% | 7.689% | 7.591%
Region | Technology | 2021-22 | 2022-23 | 2023-24 | 2024-25 | 2025-26 | 2026-27 | 2027-28 | 2028-29 | 2029-30 | 2030-31 | 2031-32 | 2032-33 | 2033-34 | 2034-35 | 2035-36 | 2036-37 | 2037-38 | 2038-39 | 2039-40 | 2040-41 | 2041-42 | 2042-43 | 2043-44 | 2044-45 | 2045-46
SA1 | LS Battery pump | 6.69% | 6.233% | 7.3% | 6.126% | 6.341% | 6.713% | 6.705% | 6.21% | 6.24% | 7.171% | 7.222% | 14.12% | 13.97% | 14.34% | 14.73% | 14.94% | 14.55% | 14.22% | 14.02% | 13.7% | 14.51% | 14.43% | 14.08% | 14.61% | 14.87%
SA1 | Pumped Hydro pump | bar: 2021-22 to 2045-46
SA1 | VPP pump | 12.77% | 12.25% | 13.72% | 11.03% | 11.05% | 11.15% | 11% | 10.45% | 10.36% | 10.32% | 10.38% | 10.63% | 10.16% | 9.563% | 9.048% | 8.686% | 8.541% | 8.09% | 7.957% | 7.979% | 8.215% | 8.08% | 7.666% | 7.499% | 7.446%
Region | Technology | 2021-22 | 2022-23 | 2023-24 | 2024-25 | 2025-26 | 2026-27 | 2027-28 | 2028-29 | 2029-30 | 2030-31 | 2031-32 | 2032-33 | 2033-34 | 2034-35 | 2035-36 | 2036-37 | 2037-38 | 2038-39 | 2039-40 | 2040-41 | 2041-42 | 2042-43 | 2043-44 | 2044-45 | 2045-46
TAS1 | LS Battery pump | bar: 2021-22 to 2045-46
TAS1 | Pumped Hydro pump | bar: 2021-22 to 2045-46
TAS1 | VPP pump | 0.4677% | 0.6571% | 0.6252% | 0.6681% | 0.6247% | 0.7796% | 0.8124% | 1.168% | 0.6083% | 0.5546% | 0.3013% | 1.407% | 1.21% | 1.189% | 2.372% | 7.439% | 7.679% | 6.822% | 7.395% | 7.108% | 7.93% | 7.514% | 6.953% | 7.079% | 6.449%
Non-controllable capacity
Region | Technology | 2021-22 | 2022-23 | 2023-24 | 2024-25 | 2025-26 | 2026-27 | 2027-28 | 2028-29 | 2029-30 | 2030-31 | 2031-32 | 2032-33 | 2033-34 | 2034-35 | 2035-36 | 2036-37 | 2037-38 | 2038-39 | 2039-40 | 2040-41 | 2041-42 | 2042-43 | 2043-44 | 2044-45 | 2045-46
NEM | Distributed PV | 15.77% | 16.13% | 16.31% | 15.86% | 15.31% | 16.39% | 16.4% | 14.89% | 15.69% | 16.31% | 16.53% | 16.71% | 16.17% | 15.67% | 16.78% | 16.8% | 15.17% | 15.97% | 16.63% | 16.87% | 16.95% | 16.51% | 15.94% | 17.04% | 17%
NEM | Behind the meter battery | 4.884% | 4.836% | 4.789% | 4.733% | 4.706% | 4.698% | 4.681% | 4.626% | 4.616% | 4.587% | 4.612% | 4.531% | 4.464% | 4.383% | 4.31% | 4.216% | 4.136% | 4.077% | 4.045% | 4.004% | 3.981% | 3.957% | 3.948% | 3.891% | 3.845%
NEM | Behind the meter battery pump | 5.748% | 5.692% | 5.637% | 5.571% | 5.54% | 5.531% | 5.51% | 5.445% | 5.434% | 5.4% | 5.428% | 5.333% | 5.256% | 5.16% | 5.074% | 4.963% | 4.868% | 4.799% | 4.763% | 4.713% | 4.686% | 4.66% | 4.646% | 4.581% | 4.527%
Region | Technology | 2021-22 | 2022-23 | 2023-24 | 2024-25 | 2025-26 | 2026-27 | 2027-28 | 2028-29 | 2029-30 | 2030-31 | 2031-32 | 2032-33 | 2033-34 | 2034-35 | 2035-36 | 2036-37 | 2037-38 | 2038-39 | 2039-40 | 2040-41 | 2041-42 | 2042-43 | 2043-44 | 2044-45 | 2045-46
NSW1 | Distributed PV | 15.89% | 16.59% | 16.28% | 16.1% | 15.42% | 17.11% | 16.87% | 15.03% | 15.45% | 16.39% | 17.13% | 16.7% | 16.38% | 15.81% | 17.37% | 17.11% | 15.24% | 15.71% | 16.66% | 17.39% | 16.89% | 16.65% | 16% | 17.57% | 17.26%
NSW1 | Behind the meter battery | 4.879% | 4.803% | 4.778% | 4.739% | 4.729% | 4.729% | 4.701% | 4.635% | 4.607% | 4.563% | 4.579% | 4.484% | 4.41% | 4.328% | 4.251% | 4.161% | 4.092% | 4.033% | 4.011% | 3.973% | 3.947% | 3.919% | 3.909% | 3.854% | 3.802%
NSW1 | Behind the meter battery pump | 5.743% | 5.655% | 5.625% | 5.578% | 5.567% | 5.568% | 5.534% | 5.457% | 5.423% | 5.371% | 5.388% | 5.278% | 5.194% | 5.093% | 5.007% | 4.898% | 4.816% | 4.746% | 4.723% | 4.676% | 4.646% | 4.616% | 4.599% | 4.534% | 4.479%
Region | Technology | 2021-22 | 2022-23 | 2023-24 | 2024-25 | 2025-26 | 2026-27 | 2027-28 | 2028-29 | 2029-30 | 2030-31 | 2031-32 | 2032-33 | 2033-34 | 2034-35 | 2035-36 | 2036-37 | 2037-38 | 2038-39 | 2039-40 | 2040-41 | 2041-42 | 2042-43 | 2043-44 | 2044-45 | 2045-46
QLD1 | Distributed PV | 16.23% | 17.23% | 17.2% | 16.55% | 16.67% | 17.73% | 17.8% | 14.99% | 16.26% | 16.82% | 17.72% | 17.58% | 16.78% | 16.96% | 18.05% | 18.11% | 15.29% | 16.67% | 17.29% | 18.16% | 17.93% | 17.24% | 17.36% | 18.37% | 18.37%
QLD1 | Behind the meter battery | 4.822% | 4.742% | 4.72% | 4.691% | 4.681% | 4.683% | 4.665% | 4.616% | 4.593% | 4.577% | 4.611% | 4.536% | 4.474% | 4.395% | 4.325% | 4.224% | 4.141% | 4.073% | 4.032% | 4.015% | 4.005% | 3.989% | 3.99% | 3.937% | 3.896%
QLD1 | Behind the meter battery pump | 5.678% | 5.582% | 5.557% | 5.521% | 5.512% | 5.514% | 5.493% | 5.432% | 5.405% | 5.391% | 5.428% | 5.338% | 5.269% | 5.176% | 5.092% | 4.973% | 4.875% | 4.794% | 4.746% | 4.725% | 4.712% | 4.699% | 4.696% | 4.635% | 4.584%
Region | Technology | 2021-22 | 2022-23 | 2023-24 | 2024-25 | 2025-26 | 2026-27 | 2027-28 | 2028-29 | 2029-30 | 2030-31 | 2031-32 | 2032-33 | 2033-34 | 2034-35 | 2035-36 | 2036-37 | 2037-38 | 2038-39 | 2039-40 | 2040-41 | 2041-42 | 2042-43 | 2043-44 | 2044-45 | 2045-46
VIC1 | Distributed PV | 14.6% | 14.16% | 14.99% | 14.63% | 13.83% | 14.71% | 14.77% | 14.23% | 15.01% | 15.58% | 14.94% | 15.73% | 15.23% | 14.39% | 15.27% | 15.35% | 14.57% | 15.22% | 15.82% | 15.22% | 15.93% | 15.53% | 14.6% | 15.51% | 15.5%
VIC1 | Behind the meter battery | 4.909% | 4.855% | 4.816% | 4.768% | 4.748% | 4.751% | 4.757% | 4.709% | 4.705% | 4.672% | 4.689% | 4.621% | 4.559% | 4.472% | 4.403% | 4.307% | 4.217% | 4.154% | 4.124% | 4.068% | 4.044% | 4.021% | 4.01% | 3.953% | 3.91%
VIC1 | Behind the meter battery pump | 5.776% | 5.713% | 5.667% | 5.611% | 5.588% | 5.591% | 5.599% | 5.543% | 5.541% | 5.5% | 5.521% | 5.438% | 5.364% | 5.266% | 5.181% | 5.068% | 4.961% | 4.893% | 4.856% | 4.792% | 4.76% | 4.735% | 4.72% | 4.654% | 4.604%
Region | Technology | 2021-22 | 2022-23 | 2023-24 | 2024-25 | 2025-26 | 2026-27 | 2027-28 | 2028-29 | 2029-30 | 2030-31 | 2031-32 | 2032-33 | 2033-34 | 2034-35 | 2035-36 | 2036-37 | 2037-38 | 2038-39 | 2039-40 | 2040-41 | 2041-42 | 2042-43 | 2043-44 | 2044-45 | 2045-46
SA1 | Distributed PV | 16.93% | 17.17% | 17.71% | 17.12% | 16.19% | 16.82% | 17.34% | 16.48% | 17.3% | 17.53% | 17.53% | 17.98% | 17.32% | 16.39% | 17.08% | 17.64% | 16.81% | 17.61% | 17.85% | 17.82% | 18.27% | 17.65% | 16.69% | 17.32% | 17.86%
SA1 | Behind the meter battery | 4.922% | 4.94% | 4.844% | 4.721% | 4.624% | 4.557% | 4.521% | 4.461% | 4.495% | 4.496% | 4.538% | 4.454% | 4.381% | 4.307% | 4.225% | 4.136% | 4.047% | 4.009% | 3.963% | 3.898% | 3.86% | 3.823% | 3.807% | 3.738% | 3.687%
SA1 | Behind the meter battery pump | 5.793% | 5.815% | 5.7% | 5.557% | 5.445% | 5.366% | 5.32% | 5.251% | 5.291% | 5.29% | 5.345% | 5.244% | 5.158% | 5.071% | 4.977% | 4.871% | 4.765% | 4.72% | 4.664% | 4.587% | 4.547% | 4.499% | 4.482% | 4.4% | 4.344%
Region | Technology | 2021-22 | 2022-23 | 2023-24 | 2024-25 | 2025-26 | 2026-27 | 2027-28 | 2028-29 | 2029-30 | 2030-31 | 2031-32 | 2032-33 | 2033-34 | 2034-35 | 2035-36 | 2036-37 | 2037-38 | 2038-39 | 2039-40 | 2040-41 | 2041-42 | 2042-43 | 2043-44 | 2044-45 | 2045-46
TAS1 | Distributed PV | 13.91% | 13.69% | 14.24% | 14.25% | 13.43% | 14.24% | 14.41% | 13.95% | 13.99% | 14.25% | 14.08% | 14.44% | 14.34% | 13.61% | 14.44% | 14.48% | 14% | 14.1% | 14.4% | 14.2% | 14.6% | 14.54% | 13.75% | 14.59% | 14.57%
TAS1 | Behind the meter battery | 4.846% | 4.765% | 4.713% | 4.703% | 4.675% | 4.669% | 4.651% | 4.604% | 4.558% | 4.518% | 4.532% | 4.443% | 4.383% | 4.307% | 4.241% | 4.155% | 4.092% | 4.048% | 4.011% | 3.958% | 3.916% | 3.885% | 3.863% | 3.789% | 3.743%
TAS1 | Behind the meter battery pump | 5.704% | 5.607% | 5.547% | 5.538% | 5.501% | 5.496% | 5.475% | 5.417% | 5.367% | 5.318% | 5.332% | 5.23% | 5.159% | 5.071% | 4.992% | 4.89% | 4.814% | 4.766% | 4.719% | 4.656% | 4.613% | 4.574% | 4.546% | 4.462% | 4.404%

## BaseCase_Generation
Annual as-generated generation by technology (GWh) - Base Case, Central Scenario
Explicitly modelled generation
Region | Technology | 2021-22 | 2022-23 | 2023-24 | 2024-25 | 2025-26 | 2026-27 | 2027-28 | 2028-29 | 2029-30 | 2030-31 | 2031-32 | 2032-33 | 2033-34 | 2034-35 | 2035-36 | 2036-37 | 2037-38 | 2038-39 | 2039-40 | 2040-41 | 2041-42 | 2042-43 | 2043-44 | 2044-45 | 2045-46
NEM | Black Coal | 99670.7717 | 85463.5059 | 87504.3066 | 89097.2546 | 84061.3475 | 76481.9513 | 72233.3433 | 72431.6183 | 62836.4721 | 60377.7566 | 53704.4145 | 60321.8221 | 64439.8907 | 62251.8092 | 46907.9155 | 42503.8925 | 35266.9856 | 35097.6072 | 34809.2416 | 32155.9645 | 32654.4256 | 20971.0591 | 17738.8001 | 14178.2549 | 12012.0205
NEM | Brown Coal | 31870.6129 | 27919.222 | 30608.678 | 25020.0876 | 23379.9072 | 22610.8592 | 20781.3066 | 21653.1354 | 20051.212 | 21460.9053 | 21574.6345 | 22247.8073 | 23132.8145 | 22684.4209 | 22033.251 | 22703.0429 | 21963.4748 | 21444.2795 | 21364.3006 | 22851.4872 | 21435.3519 | 22208.5883 | 20969.6295 | 21296.4194 | 21995.7322
NEM | CCGT | 2459.8904 | 2360.442 | 1834.662 | 1837.9811 | 1837.9813 | 1837.9814 | 1856.1383 | 1867.5853 | 1838.4585 | 1838.1117 | 1837.982 | 1839.0579 | 1839.5574 | 2208.0175 | 5077.7311 | 3478.4477 | 4651.8257 | 5102.8059 | 5216.851 | 4750.1003 | 4948.563 | 6236.6299 | 4434.3902 | 3447.079 | 1766.9272
NEM | Gas - Steam | 732.2191 | 716.8778 | 751.8615 | 93.1336 | 96.8076 | 114.4057 | 119.4333 | 125.3519 | 134.0946 | 121.7405 | 100.5095 | 97.6618 | 94.8077 | 148.0138 | 99.6525 | 45.3797 | 139.9997 | 146.9834 | 0 | 0 | 0 | 0 | 0 | 0 | 0
NEM | OCGT / Diesel | 51.5137 | 49.4304 | 106.6302 | 22.5374 | 51.2167 | 94.3725 | 77.1653 | 90.3437 | 91.1201 | 75.6894 | 39.6452 | 82.5268 | 42.8088 | 92.6177 | 426.2216 | 412.3168 | 1228.8214 | 1064.6699 | 1821.4886 | 2284.1943 | 1960.3072 | 3937.6443 | 5608.2995 | 4327.5628 | 4344.9694
NEM | Hydro | 12482.6115 | 16131.9478 | 13149.0773 | 14606.6816 | 16563.8845 | 15552.5221 | 15725.2532 | 18100.0369 | 15778.6143 | 13318.7454 | 16789.0136 | 13676.1456 | 14681.128 | 16540.8993 | 15678.6722 | 15281.5243 | 17251.9227 | 14988.1298 | 12607.097 | 16001.4894 | 12829.6666 | 13750.6668 | 15529.4541 | 14327.1197 | 14320.7319
NEM | Wind | 27412.5329 | 33791.9552 | 31622.4539 | 34017.7764 | 37004.3077 | 40300.6049 | 43446.4352 | 46048.3503 | 45045.1286 | 46076.6744 | 48412.8697 | 46147.9832 | 44423.021 | 48573.2793 | 59449.2471 | 67414.0441 | 82031.3582 | 82882.5935 | 83545.7052 | 81698.7945 | 83978.0485 | 83637.6715 | 90275.2213 | 93058.4837 | 97038.4461
NEM | Solar PV | 13593.8699 | 20631.3946 | 21613.0206 | 21382.2169 | 23124.0032 | 26843.4887 | 29219.321 | 25928.6447 | 41287.281 | 44099.4771 | 45699.4756 | 45280.1372 | 43976.0298 | 42935.4974 | 46205.9351 | 46095.392 | 41743.0245 | 43695.5596 | 46282.6324 | 47552.1039 | 51927.0783 | 63150.3249 | 61639.1241 | 64970.3809 | 65253.6771
NEM | LS Battery | 201.0823 | 266.2059 | 293.2094 | 275.6386 | 289.155 | 303.786 | 301.5978 | 426.6838 | 423.1731 | 2228.456 | 2859.4251 | 4350.8331 | 4296.5475 | 5062.4945 | 5755.6041 | 5751.3096 | 5563.9345 | 5531.6654 | 5788.8079 | 5722.8001 | 7049.3378 | 7696.4104 | 7501.8314 | 8450.6077 | 8460.7855
NEM | Pumped Hydro | 92.2968 | 138.3227 | 283.4281 | 320.9117 | 1461.7876 | 2480.7629 | 2795.4566 | 2513.0295 | 8134.7833 | 8634.7729 | 8250.8167 | 9258.6524 | 8725.8646 | 8740.1515 | 10700.6345 | 9923.9476 | 10207.1844 | 9812.5436 | 11017.3345 | 10765.6861 | 12098.2527 | 14056.7108 | 13977.7823 | 16500.6903 | 16307.0694
NEM | VPP | 27.5026 | 43.3352 | 61.9633 | 81.783 | 119.5383 | 169.1335 | 211.7084 | 249.9904 | 352.7769 | 413.8823 | 517.1427 | 611.8766 | 686.1538 | 739.0871 | 784.9703 | 861.9612 | 923.9445 | 967.6483 | 1035.34 | 1087.3855 | 1188.3972 | 1270.8386 | 1294.628 | 1371.1505 | 1426.3968
Total excluding storage |  | 188274.0222 | 187064.7757 | 187190.6901 | 186077.6692 | 186119.4557 | 183836.1857 | 183458.3961 | 186245.0665 | 187062.3814 | 187369.1004 | 188158.5446 | 189693.1419 | 192630.0579 | 195434.555 | 195878.6262 | 197934.04 | 204277.4127 | 204422.6288 | 205647.3164 | 207294.1341 | 209733.4411 | 213892.5848 | 216194.9188 | 215605.3003 | 216732.5044
Region | Technology | 2021-22 | 2022-23 | 2023-24 | 2024-25 | 2025-26 | 2026-27 | 2027-28 | 2028-29 | 2029-30 | 2030-31 | 2031-32 | 2032-33 | 2033-34 | 2034-35 | 2035-36 | 2036-37 | 2037-38 | 2038-39 | 2039-40 | 2040-41 | 2041-42 | 2042-43 | 2043-44 | 2044-45 | 2045-46
NSW1 | Black Coal | 48567.3663 | 40138.1252 | 38833.0321 | 40180.0161 | 40052.6643 | 35386.2051 | 34912.9069 | 34138.817 | 25848.7777 | 24763.5693 | 19664.8734 | 22192.657 | 25128.8492 | 23570.6978 | 8597.483 | 8672.4003 | 8672.3997 | 8672.4 | 8672.4 | 7262.8209 | 8672.4 | 0 | 0 | 0 | 0
NSW1 | Brown Coal | 0 | 0 | 0 | 0 | 0 | 0 | 0 | 0 | 0 | 0 | 0 | 0 | 0 | 0 | 0 | 0 | 0 | 0 | 0 | 0 | 0 | 0 | 0 | 0 | 0
NSW1 | CCGT | 23.1576 | 34.6915 | 34.743 | 65.5274 | 65.5274 | 65.5274 | 65.5274 | 65.5274 | 66.0039 | 65.6572 | 65.5274 | 66.6012 | 67.0997 | 132.7573 | 1062.6629 | 683.7527 | 1393.1093 | 1531.7136 | 1889.7092 | 1577.1413 | 1619.3053 | 2193.5867 | 412.0739 | 0.014832 | 0.01486
NSW1 | Gas - Steam | 0 | 0 | 0 | 0 | 0 | 0 | 0 | 0 | 0 | 0 | 0 | 0 | 0 | 0 | 0 | 0 | 0 | 0 | 0 | 0 | 0 | 0 | 0 | 0 | 0
NSW1 | OCGT / Diesel | 0.0014937 | 0.0014074 | 4.0207 | 0.13258 | 4.2968 | 3.5217 | 3.159 | 3.9506 | 3.4586 | 5.1983 | 5.1179 | 9.5842 | 6.1044 | 0.35354 | 126.2077 | 204.9622 | 376.3247 | 355.3737 | 621.1086 | 858.0423 | 575.2841 | 1774.0718 | 2659.6688 | 2180.7265 | 2311.2471
NSW1 | Hydro | 1911.4986 | 2075.3454 | 1995.9949 | 2726.3791 | 2997.9012 | 3052.541 | 3151.9513 | 3835.7492 | 3241.9638 | 2962.0746 | 2817.8596 | 2773.3211 | 3046.6531 | 3239.9285 | 3369.3241 | 3028.8352 | 3674.7377 | 3105.2894 | 2807.199 | 2790.8505 | 2547.4041 | 2996.9607 | 3082.6296 | 2960.8653 | 2942.9567
NSW1 | Wind | 6036.7605 | 7608.599 | 8468.6683 | 10389.8078 | 11235.4039 | 12049.1712 | 11871.1469 | 13708.1068 | 13185.8053 | 14153.7667 | 14468.854 | 14625.5983 | 14366.6923 | 15673.6575 | 20579.8238 | 20210.7875 | 21790.5097 | 19128.153 | 20359.4746 | 19483.502 | 25269.9223 | 24809.8357 | 26058.2169 | 26937.0186 | 26949.0679
NSW1 | Solar PV | 4643.6112 | 9225.659 | 10078.6699 | 10331.491 | 12384.4311 | 15550.4102 | 17948.5912 | 16077.879 | 28996.6056 | 31369.0313 | 32349.6834 | 31966.909 | 31145.3946 | 30303.4792 | 32797.4036 | 32933.2249 | 29300.5686 | 30023.9721 | 31967.3539 | 32713.4784 | 34477.1009 | 38507.1589 | 37258.2931 | 40203.9572 | 40385.6964
NSW1 | LS Battery | 0.013767 | 0.014889 | 0.015498 | 0.015419 | 0.022593 | 0.029175 | 0.034883 | 0.040138 | 0.041166 | 1810.1964 | 1801.2785 | 2802.9529 | 2797.9613 | 2733.889 | 3197.1197 | 3187.8482 | 3080.0402 | 3054.1941 | 3123.3318 | 3069.9776 | 4391.5765 | 4388.3268 | 4256.6223 | 4457.5726 | 4461.5228
NSW1 | Pumped Hydro | 7.2379 | 50.5696 | 82.3052 | 115.5796 | 1134.2535 | 2030.6644 | 2275.0528 | 2096.8706 | 7609.6258 | 8069.5482 | 7841.3199 | 8660.8825 | 8136.2688 | 8210.3163 | 9991.4975 | 8967.1223 | 8704.8131 | 8291.8083 | 9110.7214 | 8943.297 | 9109.7421 | 8931.885 | 8912.0623 | 9679.8226 | 9515.1212
NSW1 | VPP | 9.32 | 15.8448 | 20.2995 | 29.4131 | 43.6272 | 62.7028 | 77.0221 | 91.1024 | 139.0697 | 154.8546 | 188.3366 | 212.1065 | 240.8452 | 250.3029 | 269.5055 | 292.6134 | 308.7453 | 323.5001 | 345.2644 | 359.3006 | 391.4889 | 427.2703 | 430.749 | 453.9579 | 472.1051
Total excluding storage |  | 61182.3957 | 59082.4214 | 59415.1289 | 63693.3541 | 66740.2248 | 66107.3766 | 67953.2828 | 67830.0301 | 71342.6149 | 73319.2974 | 69371.9158 | 71634.6709 | 73760.7933 | 72920.8738 | 66532.9051 | 65733.9628 | 65207.6496 | 62816.9019 | 66317.2454 | 64685.8354 | 73161.4167 | 70281.6137 | 69470.8823 | 72282.5825 | 72588.9829
Region | Technology | 2021-22 | 2022-23 | 2023-24 | 2024-25 | 2025-26 | 2026-27 | 2027-28 | 2028-29 | 2029-30 | 2030-31 | 2031-32 | 2032-33 | 2033-34 | 2034-35 | 2035-36 | 2036-37 | 2037-38 | 2038-39 | 2039-40 | 2040-41 | 2041-42 | 2042-43 | 2043-44 | 2044-45 | 2045-46
QLD1 | Black Coal | 51103.4054 | 45325.3807 | 48671.2745 | 48917.2385 | 44008.6832 | 41095.7462 | 37320.4364 | 38292.8013 | 36987.6945 | 35614.1873 | 34039.5411 | 38129.1651 | 39311.0415 | 38681.1114 | 38310.4325 | 33831.4922 | 26594.5859 | 26425.2072 | 26136.8416 | 24893.1436 | 23982.0256 | 20971.0591 | 17738.8001 | 14178.2549 | 12012.0205
QLD1 | Brown Coal | 0 | 0 | 0 | 0 | 0 | 0 | 0 | 0 | 0 | 0 | 0 | 0 | 0 | 0 | 0 | 0 | 0 | 0 | 0 | 0 | 0 | 0 | 0 | 0 | 0
QLD1 | CCGT | 1150.2391 | 1176.4351 | 1176.4352 | 1309.0451 | 1309.0454 | 1309.0454 | 1327.2022 | 1338.6491 | 1309.0455 | 1309.0454 | 1309.0455 | 1309.046 | 1309.0465 | 1376.3404 | 2952.4555 | 2331.2809 | 3258.7034 | 3571.0788 | 3327.1252 | 3172.9436 | 3329.2398 | 4043.0227 | 4022.2935 | 3447.0423 | 1766.8904
QLD1 | Gas - Steam | 0 | 0 | 0 | 0 | 0 | 0 | 0 | 0 | 0 | 0 | 0 | 0 | 0 | 0 | 0 | 0 | 0 | 0 | 0 | 0 | 0 | 0 | 0 | 0 | 0
QLD1 | OCGT / Diesel | 0.6658 | 0.0018834 | 2.592 | 6.6402 | 19.744 | 12.9913 | 5.9942 | 22.2544 | 5.2389 | 7.1606 | 6.2108 | 19.2814 | 4.7901 | 5.4721 | 57.427 | 98.3196 | 316.462 | 230.7785 | 404.0673 | 566.853 | 421.8126 | 1208.9791 | 1217.3152 | 1255.1254 | 1467.3661
QLD1 | Hydro | 686.2781 | 682.9092 | 682.6146 | 677.2503 | 674.4362 | 671.6219 | 671.6532 | 662.8759 | 663.0191 | 660.2512 | 660.5608 | 655.452 | 652.4972 | 649.3054 | 648.3794 | 641.8539 | 240.8248 | 240.2152 | 239.6447 | 237.184 | 237.3386 | 0 | 0 | 0 | 0
QLD1 | Wind | 2116.7712 | 3588.6843 | 3553.9778 | 3249.1173 | 5049.9055 | 6746.9094 | 10065.2162 | 12675.7128 | 12287.6411 | 12663.2596 | 12266.6691 | 11960.8199 | 10692.2953 | 12920.8451 | 15209.6096 | 20640.2574 | 33760.893 | 33492.8013 | 33918.3576 | 30626.7084 | 30163.2822 | 27863.1289 | 33116.6813 | 33949.2528 | 38457.3973
QLD1 | Solar PV | 5214.9758 | 7522.2314 | 7577.3789 | 7241.6875 | 7091.1782 | 7536.8621 | 7491.5716 | 6291.0694 | 8658.9129 | 9057.2248 | 9594.4292 | 9457.1932 | 9137.5749 | 9025.9784 | 9638.0813 | 9277.0196 | 8804.388 | 9697.9068 | 10119.317 | 10521.0747 | 10466.7893 | 16264.4022 | 15594.293 | 16205.7626 | 16175.7122
QLD1 | LS Battery | 1.2324 | 20.8006 | 24.632 | 26.3559 | 29.304 | 29.543 | 30.5917 | 177.4508 | 180.2346 | 179.8699 | 813.7987 | 848.5251 | 844.8582 | 1579.8665 | 1593.4493 | 1588.2459 | 1535.845 | 1555.3398 | 1560.2826 | 1550.2671 | 1565.4282 | 2026.9888 | 1991.41 | 2230.2726 | 2218.7358
QLD1 | Pumped Hydro | 85.0589 | 87.7531 | 201.1229 | 205.3218 | 327.5227 | 450.0854 | 520.3901 | 416.1447 | 525.1425 | 565.2094 | 409.4792 | 597.7509 | 589.5768 | 529.8131 | 709.1034 | 956.7858 | 1502.3236 | 1520.6876 | 1627.6126 | 1525.1614 | 2683.8789 | 4088.8601 | 3883.0173 | 5100.272 | 5046.6553
QLD1 | VPP | 4.5033 | 5.9546 | 9.5598 | 14.476 | 22.9319 | 32.9616 | 40.823 | 47.1601 | 67.2121 | 84.9647 | 102.8409 | 127.835 | 148.6676 | 160.6405 | 170.0887 | 189.751 | 211.0599 | 226.154 | 246.0706 | 253.3539 | 277.637 | 301.9283 | 310.3864 | 322.3717 | 340.3542
Total excluding storage |  | 60272.3354 | 58295.6426 | 61664.2729 | 61400.9789 | 58152.9925 | 57373.1763 | 56882.0739 | 59283.3629 | 59911.552 | 59311.1288 | 57876.4565 | 61530.9576 | 61107.2456 | 62659.0526 | 66816.3853 | 66820.2235 | 72975.8571 | 73657.9878 | 74145.3534 | 70017.9074 | 68600.4882 | 70350.5921 | 71689.3831 | 69035.438 | 69879.3864
Region | Technology | 2021-22 | 2022-23 | 2023-24 | 2024-25 | 2025-26 | 2026-27 | 2027-28 | 2028-29 | 2029-30 | 2030-31 | 2031-32 | 2032-33 | 2033-34 | 2034-35 | 2035-36 | 2036-37 | 2037-38 | 2038-39 | 2039-40 | 2040-41 | 2041-42 | 2042-43 | 2043-44 | 2044-45 | 2045-46
VIC1 | Black Coal | 0 | 0 | 0 | 0 | 0 | 0 | 0 | 0 | 0 | 0 | 0 | 0 | 0 | 0 | 0 | 0 | 0 | 0 | 0 | 0 | 0 | 0 | 0 | 0 | 0
VIC1 | Brown Coal | 31870.6129 | 27919.222 | 30608.678 | 25020.0876 | 23379.9072 | 22610.8592 | 20781.3066 | 21653.1354 | 20051.212 | 21460.9053 | 21574.6345 | 22247.8073 | 23132.8145 | 22684.4209 | 22033.251 | 22703.0429 | 21963.4748 | 21444.2795 | 21364.3006 | 22851.4872 | 21435.3519 | 22208.5883 | 20969.6295 | 21296.4194 | 21995.7322
VIC1 | CCGT | 0 | 0.0013471 | 0.0014069 | 0.001535 | 0.0015455 | 0.0015919 | 0.0016294 | 0.0016828 | 0.0017486 | 0.0017577 | 0.001748 | 0.002183 | 0.0024095 | 0.002796 | 0.0037253 | 0.0036513 | 0.0047059 | 0.0048893 | 0.0070593 | 0.0065235 | 0.006952 | 0.0086379 | 0.0096831 | 0.0092137 | 0.0092534
VIC1 | Gas - Steam | 16.154 | 13.9052 | 17.6198 | 9.0376 | 12.7116 | 30.3096 | 35.3373 | 41.2559 | 49.9986 | 37.6444 | 16.4135 | 13.5658 | 10.7117 | 63.9177 | 99.6525 | 45.3797 | 139.9997 | 146.9834 | 0 | 0 | 0 | 0 | 0 | 0 | 0
VIC1 | OCGT / Diesel | 7.7039 | 20.795 | 13.4292 | 9.4848 | 12.4416 | 29.4973 | 19.8654 | 11.1402 | 20.872 | 13.4104 | 13.0351 | 14.2437 | 6.5306 | 6.9254 | 94.5893 | 29.6941 | 134.3153 | 48.1001 | 178.8351 | 240.843 | 286.3744 | 226.7523 | 720.9207 | 486.8525 | 303.75
VIC1 | Hydro | 2856.4003 | 2771.5937 | 2581.2232 | 3178.9831 | 3272.717 | 3090.8562 | 3108.5199 | 3909.5403 | 3238.9878 | 2776.4487 | 2778.7513 | 2517.2064 | 3082.3773 | 3172.383 | 3012.3998 | 3005.8373 | 3785.8284 | 3143.0384 | 2700.3034 | 2688.3252 | 2436.3012 | 2978.5741 | 3069.091 | 2900.6656 | 2909.0759
VIC1 | Wind | 11288.4582 | 13660.0011 | 11633.7962 | 12119.0737 | 12544.0006 | 12827.3789 | 12806.5941 | 11634.5701 | 11867.2129 | 11674.6598 | 13303.696 | 11641.0612 | 11807.769 | 12347.2071 | 13086.0756 | 13372.1075 | 12350.8703 | 14122.0028 | 13882.9457 | 14786.7805 | 13907.1395 | 16172.1845 | 16521.4769 | 16770.6843 | 16540.8136
VIC1 | Solar PV | 2709.4815 | 2694.5253 | 2763.478 | 2664.6234 | 2530.53 | 2630.9231 | 2637.3273 | 2477.0289 | 2521.6251 | 2557.6988 | 2599.9216 | 2691.5616 | 2580.6402 | 2498.3306 | 2638.5424 | 2711.0238 | 2528.8428 | 2689.5585 | 2891.6826 | 2876.4512 | 3779.8207 | 5333.4547 | 5638.8245 | 5639.3629 | 5674.8745
VIC1 | LS Battery | 121.3182 | 172.6003 | 182.8953 | 177.5387 | 185.5842 | 195.6147 | 192.6534 | 176.2941 | 170.0214 | 169.5002 | 175.2597 | 179.8258 | 140.611 | 142.1408 | 142.5995 | 141.034 | 135.5451 | 130.1257 | 319.8897 | 325.2164 | 263.8606 | 209.9855 | 204.4079 | 216.3729 | 217.8242
VIC1 | Pumped Hydro | 0 | 0 | 0 | 0.003981 | 0.0042924 | 0.0055415 | 0.0056624 | 0.0056728 | 0.0061787 | 0.0063817 | 0.0065451 | 0.0085359 | 0.0084757 | 0.0097448 | 0.018703 | 0.01869 | 0.018348 | 0.018386 | 278.9672 | 297.186 | 304.5646 | 1035.9033 | 1182.635 | 1720.5244 | 1745.2219
VIC1 | VPP | 6.5908 | 9.9527 | 15.2222 | 20.6243 | 31.4292 | 46.09 | 60.4791 | 72.7059 | 98.8106 | 119.074 | 158.042 | 192.511 | 211.5 | 238.9 | 249.4356 | 266.4426 | 283.0015 | 296.2533 | 314.2269 | 337.5653 | 367.5323 | 384.4035 | 396.2839 | 433.3088 | 449.3476
Total excluding storage |  | 48748.8109 | 47080.0438 | 47618.2258 | 43001.2917 | 41752.3095 | 41219.8259 | 39388.9522 | 39726.6725 | 37749.9101 | 38520.7692 | 40286.4537 | 39125.4482 | 40620.8456 | 40773.1875 | 40964.5143 | 41867.089 | 40903.336 | 41593.9676 | 41018.0745 | 43443.8937 | 41844.9946 | 46919.5626 | 46919.9523 | 47093.994 | 47424.2555
Region | Technology | 2021-22 | 2022-23 | 2023-24 | 2024-25 | 2025-26 | 2026-27 | 2027-28 | 2028-29 | 2029-30 | 2030-31 | 2031-32 | 2032-33 | 2033-34 | 2034-35 | 2035-36 | 2036-37 | 2037-38 | 2038-39 | 2039-40 | 2040-41 | 2041-42 | 2042-43 | 2043-44 | 2044-45 | 2045-46
SA1 | Black Coal | 0 | 0 | 0 | 0 | 0 | 0 | 0 | 0 | 0 | 0 | 0 | 0 | 0 | 0 | 0 | 0 | 0 | 0 | 0 | 0 | 0 | 0 | 0 | 0 | 0
SA1 | Brown Coal | 0 | 0 | 0 | 0 | 0 | 0 | 0 | 0 | 0 | 0 | 0 | 0 | 0 | 0 | 0 | 0 | 0 | 0 | 0 | 0 | 0 | 0 | 0 | 0 | 0
SA1 | CCGT | 1286.4938 | 1149.313 | 623.481 | 463.4054 | 463.4054 | 463.4054 | 463.4054 | 463.4055 | 463.4056 | 463.4056 | 463.4056 | 463.4062 | 463.4063 | 698.9147 | 1062.6063 | 463.4077 | 0.0046872 | 0.0047219 | 0.0052692 | 0.0051303 | 0.0057145 | 0.0065247 | 0.0079971 | 0.007665 | 0.0076946
SA1 | Gas - Steam | 716.0651 | 702.9726 | 734.2417 | 84.096 | 84.096 | 84.096 | 84.096 | 84.0961 | 84.096 | 84.0961 | 84.096 | 84.096 | 84.096 | 84.0961 | 0 | 0 | 0 | 0 | 0 | 0 | 0 | 0 | 0 | 0 | 0
SA1 | OCGT / Diesel | 43.1415 | 28.6313 | 86.2139 | 6.2787 | 14.2897 | 48.0336 | 48.0871 | 52.9973 | 61.4334 | 49.9188 | 15.2803 | 39.2895 | 25.382 | 79.8652 | 147.9958 | 79.339 | 398.4613 | 430.4151 | 615.7901 | 617.9827 | 675.4419 | 727.6068 | 1009.903 | 400.1555 | 259.8534
SA1 | Hydro | 0 | 0 | 0 | 0 | 0 | 0 | 0 | 0 | 0 | 0 | 0 | 0 | 0 | 0 | 0 | 0 | 0 | 0 | 0 | 0 | 0 | 0 | 0 | 0 | 0
SA1 | Wind | 6174.6585 | 6895.2903 | 6064.7392 | 6413.9352 | 6147.8827 | 6616.1271 | 6593.2679 | 6164.2109 | 5873.3432 | 5791.9086 | 6331.4057 | 5673.7007 | 5353.8219 | 5234.3751 | 7507.9852 | 7121.7017 | 8178.5682 | 10235.2933 | 9549.8236 | 10455.4748 | 8831.8037 | 8985.3491 | 8344.7858 | 9551.3875 | 8984.2732
SA1 | Solar PV | 1025.8012 | 1188.9786 | 1193.4933 | 1144.4147 | 1117.8634 | 1125.2926 | 1141.83 | 1082.6665 | 1110.1361 | 1115.5208 | 1155.4403 | 1164.4695 | 1112.4162 | 1107.7059 | 1131.9042 | 1174.1207 | 1109.222 | 1284.1186 | 1304.2753 | 1441.0964 | 3203.3631 | 3045.3046 | 3147.7095 | 2921.2939 | 3017.3901
SA1 | LS Battery | 78.5154 | 72.787 | 85.6638 | 71.7259 | 74.2414 | 78.595 | 78.3126 | 72.893 | 72.8702 | 68.8808 | 69.0726 | 519.5195 | 513.1075 | 606.5856 | 822.4239 | 834.1674 | 812.4899 | 791.9918 | 785.2887 | 777.3187 | 828.4518 | 1071.089 | 1049.363 | 1546.3596 | 1562.672
SA1 | Pumped Hydro | 0 | 0 | 0 | 0.0025549 | 0.0028151 | 0.0031339 | 0.0033676 | 0.0035432 | 0.0038735 | 0.0040502 | 0.004154 | 0.0049254 | 0.0050265 | 0.0055013 | 0.0080053 | 0.0080683 | 0.010583 | 0.010649 | 0.010903 | 0.015962 | 0.016442 | 0.016087 | 0.018064 | 0.020743 | 0.021006
SA1 | VPP | 7.052 | 11.5122 | 16.785 | 17.1151 | 21.3472 | 27.0264 | 32.9051 | 38.1439 | 47.097 | 54.353 | 67.4843 | 77.2206 | 82.977 | 86.8547 | 90.6849 | 95.1016 | 100.7861 | 102.1769 | 107.0877 | 113.8667 | 124.095 | 129.414 | 129.9029 | 132.4982 | 136.9967
Total excluding storage |  | 9246.1601 | 9965.1858 | 8702.1691 | 8112.13 | 7827.5373 | 8336.9547 | 8330.6864 | 7847.3763 | 7592.4144 | 7504.8499 | 8049.6279 | 7424.9619 | 7039.1225 | 7204.9569 | 9850.4916 | 8838.569 | 9686.2562 | 11949.8317 | 11469.8943 | 12514.559 | 12710.6144 | 12758.2671 | 12502.4063 | 12872.8445 | 12261.5243
Region | Technology | 2021-22 | 2022-23 | 2023-24 | 2024-25 | 2025-26 | 2026-27 | 2027-28 | 2028-29 | 2029-30 | 2030-31 | 2031-32 | 2032-33 | 2033-34 | 2034-35 | 2035-36 | 2036-37 | 2037-38 | 2038-39 | 2039-40 | 2040-41 | 2041-42 | 2042-43 | 2043-44 | 2044-45 | 2045-46
TAS1 | Black Coal | 0 | 0 | 0 | 0 | 0 | 0 | 0 | 0 | 0 | 0 | 0 | 0 | 0 | 0 | 0 | 0 | 0 | 0 | 0 | 0 | 0 | 0 | 0 | 0 | 0
TAS1 | Brown Coal | 0 | 0 | 0 | 0 | 0 | 0 | 0 | 0 | 0 | 0 | 0 | 0 | 0 | 0 | 0 | 0 | 0 | 0 | 0 | 0 | 0 | 0 | 0 | 0 | 0
TAS1 | CCGT | 0 | 0.0010763 | 0.0014253 | 0.0015739 | 0.0015398 | 0.0015759 | 0.0016281 | 0.0016421 | 0.0017579 | 0.0017891 | 0.0016909 | 0.0022275 | 0.0024309 | 0.0023543 | 0.0026842 | 0.0028564 | 0.0035755 | 0.0039195 | 0.0042799 | 0.0037739 | 0.0051821 | 0.0052789 | 0.00506 | 0.004986 | 0.0049867
TAS1 | Gas - Steam | 0 | 0 | 0 | 0 | 0 | 0 | 0 | 0 | 0 | 0 | 0 | 0 | 0 | 0 | 0 | 0 | 0 | 0 | 0 | 0 | 0 | 0 | 0 | 0 | 0
TAS1 | OCGT / Diesel | 0.0010331 | 0.00083431 | 0.37443 | 0.0011597 | 0.44454 | 0.32861 | 0.059523 | 0.0011667 | 0.11723 | 0.001316 | 0.0011107 | 0.12793 | 0.0016505 | 0.001548 | 0.0018096 | 0.0019541 | 3.2581 | 0.0025047 | 1.6874 | 0.47335 | 1.3942 | 0.23429 | 0.49178 | 4.7028 | 2.7529
TAS1 | Hydro | 7028.4345 | 10602.0995 | 7889.2447 | 8024.069 | 9618.83 | 8737.5029 | 8793.1288 | 9691.8715 | 8634.6436 | 6919.9709 | 10531.8419 | 7730.1662 | 7899.6004 | 9479.2824 | 8648.5689 | 8604.9979 | 9550.5319 | 8499.5867 | 6859.9498 | 10285.1296 | 7608.6227 | 7775.1321 | 9377.7336 | 8465.5887 | 8468.6992
TAS1 | Wind | 1795.8844 | 2039.3805 | 1901.2724 | 1845.8424 | 2027.115 | 2061.0183 | 2110.2101 | 1865.7496 | 1831.1261 | 1793.0797 | 2042.2449 | 2246.8031 | 2202.4425 | 2397.1945 | 3065.7529 | 6069.19 | 5950.5172 | 5904.3432 | 5835.1038 | 6346.3287 | 5805.9007 | 5807.1732 | 6234.0604 | 5850.1405 | 6106.8941
TAS1 | Solar PV | 0.00023606 | 0.0002881 | 0.00034979 | 0.0003588 | 0.00052084 | 0.00082769 | 0.00085765 | 0.00087308 | 0.0012917 | 0.0014154 | 0.0011159 | 0.0038824 | 0.0039557 | 0.003334 | 0.0036398 | 0.0030166 | 0.0031029 | 0.0034852 | 0.0034861 | 0.003205 | 0.0043274 | 0.0044629 | 0.003985 | 0.0042497 | 0.0040375
TAS1 | LS Battery | 0.0025017 | 0.0030643 | 0.0027837 | 0.0027221 | 0.0028504 | 0.0040501 | 0.0052055 | 0.0058666 | 0.0056613 | 0.0087036 | 0.015691 | 0.0097025 | 0.0094937 | 0.0126 | 0.011736 | 0.014173 | 0.014368 | 0.013927 | 0.015139 | 0.020289 | 0.020668 | 0.020283 | 0.028191 | 0.029946 | 0.030676
TAS1 | Pumped Hydro | 0 | 0 | 0 | 0.003657 | 0.0042399 | 0.0043799 | 0.0046245 | 0.0049991 | 0.0049953 | 0.0049403 | 0.0069183 | 0.0055176 | 0.005526 | 0.0068628 | 0.0069329 | 0.012723 | 0.018779 | 0.018568 | 0.022515 | 0.025765 | 0.050629 | 0.046335 | 0.049629 | 0.050541 | 0.050016
TAS1 | VPP | 0.036585 | 0.07098 | 0.096701 | 0.15444 | 0.20272 | 0.35279 | 0.47922 | 0.87809 | 0.58757 | 0.63609 | 0.43906 | 2.2035 | 2.164 | 2.389 | 5.2557 | 18.0527 | 20.3517 | 19.564 | 22.6904 | 23.2989 | 27.6441 | 27.8225 | 27.3057 | 29.014 | 27.5932
Total excluding storage |  | 8824.3201 | 12641.4822 | 9790.8933 | 9869.9145 | 11646.3917 | 10798.8522 | 10903.4009 | 11557.6247 | 10465.89 | 8713.0551 | 12574.0907 | 9977.1033 | 10102.0509 | 11876.4842 | 11714.3299 | 14674.1957 | 15504.3138 | 14403.9398 | 12696.7488 | 16631.9387 | 13415.9271 | 13582.5493 | 15612.2949 | 14320.4412 | 14578.3552
Explicitly modelled pumping
Region | Technology | 2021-22 | 2022-23 | 2023-24 | 2024-25 | 2025-26 | 2026-27 | 2027-28 | 2028-29 | 2029-30 | 2030-31 | 2031-32 | 2032-33 | 2033-34 | 2034-35 | 2035-36 | 2036-37 | 2037-38 | 2038-39 | 2039-40 | 2040-41 | 2041-42 | 2042-43 | 2043-44 | 2044-45 | 2045-46
NEM | LS Battery pump | 247.5481 | 329.4745 | 361.0902 | 340.2862 | 356.9873 | 375.0197 | 373.1863 | 525.9269 | 523.1739 | 2750.6692 | 3538.31 | 5363.4193 | 5306.0945 | 6258.2928 | 7095.2665 | 7100.3825 | 6884.2542 | 6817.3633 | 7143.3307 | 7085.4818 | 8690.2876 | 9499.285 | 9256.2781 | 10432.8492 | 10445.414
NEM | Pumped Hydro pump | 146.2788 | 475.7789 | 873.6741 | 1176.927 | 2938.5998 | 4574.9269 | 5238.6624 | 4606.8246 | 11901.6404 | 12576.2932 | 12375.7042 | 13001.8514 | 12793.7955 | 12575.1519 | 15136.9403 | 14412.3566 | 14272.9051 | 13733.4462 | 15398.1633 | 15286.7464 | 16712.2304 | 19474.4868 | 18742.8469 | 22378.7265 | 21857.4458
NEM | VPP pump | 32.2775 | 50.8654 | 72.7307 | 95.9812 | 140.3094 | 198.5378 | 248.503 | 293.3943 | 414.0987 | 485.794 | 606.9673 | 718.2128 | 805.3689 | 867.4352 | 921.2095 | 1011.5914 | 1084.3179 | 1135.5337 | 1214.9639 | 1275.9765 | 1394.587 | 1491.3377 | 1519.0842 | 1608.9576 | 1673.8008
Region | Technology | 2021-22 | 2022-23 | 2023-24 | 2024-25 | 2025-26 | 2026-27 | 2027-28 | 2028-29 | 2029-30 | 2030-31 | 2031-32 | 2032-33 | 2033-34 | 2034-35 | 2035-36 | 2036-37 | 2037-38 | 2038-39 | 2039-40 | 2040-41 | 2041-42 | 2042-43 | 2043-44 | 2044-45 | 2045-46
NSW1 | LS Battery pump | 0.017001 | 0.018386 | 0.019133 | 0.019034 | 0.027897 | 0.036016 | 0.043082 | 0.049544 | 0.05083 | 2235.0373 | 2228.4119 | 3455.5976 | 3454.2732 | 3381.1029 | 3941.1297 | 3935.6154 | 3812.3674 | 3760.7617 | 3855.965 | 3800.9061 | 5418.4838 | 5410.0922 | 5255.0893 | 5503.1764 | 5508.0528
NSW1 | Pumped Hydro pump | 26.1561 | 347.2626 | 589.5103 | 882.8822 | 2471.1829 | 3932.1629 | 4495.1486 | 4012.3995 | 11151.4195 | 11768.6996 | 11787.6886 | 12151.0582 | 11951.5207 | 11815.2532 | 14126.9019 | 13101.3377 | 12292.9056 | 11744.9438 | 12911.0209 | 12907.9168 | 12884.4882 | 12963.7029 | 12347.9866 | 13772.3911 | 13291.6884
NSW1 | VPP pump | 10.935 | 18.5994 | 23.8206 | 34.5159 | 51.2022 | 73.5977 | 90.4017 | 106.9154 | 163.2702 | 181.7758 | 221.0622 | 248.9633 | 282.6982 | 293.7571 | 316.2806 | 343.4028 | 362.3187 | 379.6131 | 405.1512 | 421.5964 | 459.393 | 501.4132 | 505.4294 | 532.6848 | 553.9851
Region | Technology | 2021-22 | 2022-23 | 2023-24 | 2024-25 | 2025-26 | 2026-27 | 2027-28 | 2028-29 | 2029-30 | 2030-31 | 2031-32 | 2032-33 | 2033-34 | 2034-35 | 2035-36 | 2036-37 | 2037-38 | 2038-39 | 2039-40 | 2040-41 | 2041-42 | 2042-43 | 2043-44 | 2044-45 | 2045-46
QLD1 | LS Battery pump | 1.5165 | 25.6617 | 30.3293 | 32.5568 | 36.1838 | 36.4482 | 37.7676 | 219.075 | 222.5119 | 222.0616 | 1007.4796 | 1044.772 | 1043.0348 | 1954.9384 | 1962.7355 | 1960.7973 | 1901.4556 | 1914.8221 | 1926.2748 | 1919.2605 | 1927.3801 | 2504.6036 | 2456.2794 | 2753.423 | 2739.1797
QLD1 | Pumped Hydro pump | 120.1227 | 128.5163 | 284.1638 | 294.0321 | 467.4027 | 642.7476 | 743.4967 | 594.4074 | 750.2021 | 807.5745 | 587.9936 | 850.7695 | 842.251 | 759.8711 | 1009.9964 | 1310.9695 | 1979.9399 | 1988.4427 | 2138.3919 | 2005.6167 | 3448.6307 | 5211.6727 | 4920.6363 | 6455.4189 | 6384.3131
QLD1 | VPP pump | 5.2847 | 6.9866 | 11.2185 | 16.989 | 26.9194 | 38.6958 | 47.9207 | 55.3481 | 78.8988 | 99.7379 | 120.7008 | 150.0571 | 174.51 | 188.5435 | 199.6075 | 222.6895 | 247.7087 | 265.4164 | 288.7973 | 297.3075 | 325.8167 | 354.3328 | 364.2205 | 378.2812 | 399.3979
Region | Technology | 2021-22 | 2022-23 | 2023-24 | 2024-25 | 2025-26 | 2026-27 | 2027-28 | 2028-29 | 2029-30 | 2030-31 | 2031-32 | 2032-33 | 2033-34 | 2034-35 | 2035-36 | 2036-37 | 2037-38 | 2038-39 | 2039-40 | 2040-41 | 2041-42 | 2042-43 | 2043-44 | 2044-45 | 2045-46
VIC1 | LS Battery pump | 149.3159 | 213.6932 | 225.2175 | 219.1565 | 229.1162 | 241.4996 | 238.4499 | 217.0408 | 210.4139 | 208.7487 | 216.9761 | 221.4011 | 174.0452 | 175.031 | 176.0487 | 174.116 | 167.3396 | 161.1566 | 394.4179 | 402.74 | 324.5156 | 259.4509 | 252.146 | 267.127 | 268.9187
VIC1 | Pumped Hydro pump | 0 | 0 | 0 | 0.0049846 | 0.0053633 | 0.0069212 | 0.007097 | 0.0070769 | 0.0077375 | 0.0079673 | 0.0081897 | 0.010671 | 0.010599 | 0.012178 | 0.02336 | 0.023373 | 0.022931 | 0.023051 | 348.7089 | 373.1606 | 379.0278 | 1299.0333 | 1474.1395 | 2150.8274 | 2181.3555
VIC1 | VPP pump | 7.7367 | 11.6829 | 17.8701 | 24.209 | 36.8967 | 54.1116 | 71.0009 | 85.3394 | 115.976 | 139.7565 | 185.5047 | 225.9836 | 248.2509 | 280.4208 | 292.7513 | 312.6987 | 332.1181 | 347.6422 | 368.7173 | 396.1024 | 431.2819 | 451.0511 | 464.9488 | 508.4568 | 527.2753
Region | Technology | 2021-22 | 2022-23 | 2023-24 | 2024-25 | 2025-26 | 2026-27 | 2027-28 | 2028-29 | 2029-30 | 2030-31 | 2031-32 | 2032-33 | 2033-34 | 2034-35 | 2035-36 | 2036-37 | 2037-38 | 2038-39 | 2039-40 | 2040-41 | 2041-42 | 2042-43 | 2043-44 | 2044-45 | 2045-46
SA1 | LS Battery pump | 96.6956 | 90.0975 | 105.5208 | 88.5506 | 91.6559 | 97.0309 | 96.9193 | 89.7543 | 90.1904 | 84.8109 | 85.423 | 641.6366 | 634.7296 | 747.2049 | 1015.3381 | 1029.8363 | 1003.074 | 980.6057 | 966.6544 | 962.5501 | 1019.8826 | 1325.1133 | 1292.7287 | 1909.0859 | 1929.2248
SA1 | Pumped Hydro pump | 0 | 0 | 0 | 0.0031995 | 0.0035171 | 0.0039138 | 0.0042204 | 0.0044213 | 0.0048505 | 0.0050572 | 0.0051951 | 0.0061579 | 0.0062854 | 0.0068706 | 0.010002 | 0.010092 | 0.013223 | 0.01335 | 0.013587 | 0.020027 | 0.020479 | 0.020164 | 0.022535 | 0.025945 | 0.026234
SA1 | VPP pump | 8.2802 | 13.516 | 19.7119 | 20.0917 | 25.0612 | 31.7298 | 38.6317 | 44.7784 | 55.2876 | 63.8047 | 79.2193 | 90.6569 | 97.4093 | 101.953 | 106.4413 | 111.6205 | 118.2923 | 119.913 | 125.675 | 133.6351 | 145.6525 | 151.8924 | 152.4498 | 155.4921 | 160.7739
Region | Technology | 2021-22 | 2022-23 | 2023-24 | 2024-25 | 2025-26 | 2026-27 | 2027-28 | 2028-29 | 2029-30 | 2030-31 | 2031-32 | 2032-33 | 2033-34 | 2034-35 | 2035-36 | 2036-37 | 2037-38 | 2038-39 | 2039-40 | 2040-41 | 2041-42 | 2042-43 | 2043-44 | 2044-45 | 2045-46
TAS1 | LS Battery pump | 0.003089 | 0.0037851 | 0.003436 | 0.0033601 | 0.0035191 | 0.0050007 | 0.0064278 | 0.0072436 | 0.0069904 | 0.01074 | 0.019391 | 0.011972 | 0.011709 | 0.015573 | 0.014484 | 0.017499 | 0.017723 | 0.017213 | 0.018669 | 0.025075 | 0.025505 | 0.025027 | 0.034807 | 0.036978 | 0.037862
TAS1 | Pumped Hydro pump | 0 | 0 | 0 | 0.004578 | 0.0053001 | 0.0054752 | 0.0057846 | 0.0062505 | 0.0062469 | 0.0061617 | 0.0086736 | 0.006887 | 0.0068955 | 0.0085958 | 0.0086679 | 0.015939 | 0.023421 | 0.023299 | 0.028048 | 0.032334 | 0.063288 | 0.057792 | 0.062045 | 0.063197 | 0.06249
TAS1 | VPP pump | 0.040971 | 0.080589 | 0.10953 | 0.17558 | 0.22983 | 0.40291 | 0.54798 | 1.013 | 0.66613 | 0.71907 | 0.48031 | 2.5519 | 2.5005 | 2.7608 | 6.1289 | 21.1799 | 23.8802 | 22.9491 | 26.6231 | 27.335 | 32.4427 | 32.6482 | 32.0357 | 34.0428 | 32.3687
Non-controllable capacity
Region | Technology | 2021-22 | 2022-23 | 2023-24 | 2024-25 | 2025-26 | 2026-27 | 2027-28 | 2028-29 | 2029-30 | 2030-31 | 2031-32 | 2032-33 | 2033-34 | 2034-35 | 2035-36 | 2036-37 | 2037-38 | 2038-39 | 2039-40 | 2040-41 | 2041-42 | 2042-43 | 2043-44 | 2044-45 | 2045-46
NEM | Distributed PV | 17966.125 | 20100.6791 | 21848.5553 | 22765.76 | 23520.2184 | 26712.9037 | 28250.268 | 26710.8812 | 28962.3634 | 30914.2246 | 32262.7871 | 33604.8771 | 33813.0334 | 33976.8818 | 37696.6286 | 38914.4846 | 36303.366 | 39129.5681 | 41710.6574 | 43318.6355 | 44440.8745 | 44228.5535 | 43943.4552 | 48400.6099 | 49711.1473
NEM | Behind the meter battery | 233.0404 | 274.1938 | 320.6539 | 375.4693 | 445.7175 | 530.8198 | 596.8722 | 662.6992 | 778.5165 | 902.9392 | 1113.6428 | 1220.0169 | 1336.223 | 1427.318 | 1512.8203 | 1577.4412 | 1637.703 | 1699.356 | 1766.0472 | 1824.66 | 1891.329 | 1958.7365 | 2030.3464 | 2039.52 | 2052.599
NEM | Behind the meter battery pump | 274.2921 | 322.7655 | 377.4056 | 441.916 | 524.7405 | 624.9438 | 702.6065 | 780.1503 | 916.5023 | 1062.9236 | 1310.8182 | 1435.9449 | 1573.1611 | 1680.3963 | 1781.133 | 1856.768 | 1927.461 | 2000.5502 | 2079.2953 | 2147.8019 | 2226.1602 | 2306.7147 | 2389.4767 | 2400.7435 | 2416.8737
Region | Technology | 2021-22 | 2022-23 | 2023-24 | 2024-25 | 2025-26 | 2026-27 | 2027-28 | 2028-29 | 2029-30 | 2030-31 | 2031-32 | 2032-33 | 2033-34 | 2034-35 | 2035-36 | 2036-37 | 2037-38 | 2038-39 | 2039-40 | 2040-41 | 2041-42 | 2042-43 | 2043-44 | 2044-45 | 2045-46
NSW1 | Distributed PV | 5204.0163 | 5881.7326 | 6097.6199 | 6362.1277 | 6503.6658 | 7561.6 | 7799.3331 | 7221.9223 | 7693.3544 | 8429.214 | 9135.0765 | 9232.9936 | 9474.0923 | 9536.0345 | 10952.2103 | 11213.6264 | 10409.2501 | 11061.1599 | 12074.425 | 12966.5616 | 12905.9305 | 13078.0867 | 13015.2642 | 14802.4 | 15046.9676
NSW1 | Behind the meter battery | 88.1293 | 97.0216 | 117.1621 | 140.9418 | 170.997 | 204.6077 | 224.7487 | 246.0761 | 284.9925 | 325.3838 | 395.4208 | 425.2231 | 461.797 | 490.3539 | 517.0464 | 536.8256 | 555.8161 | 574.0677 | 595.1176 | 612.7617 | 632.5367 | 652.4851 | 674.521 | 677.4172 | 680.3664
NSW1 | Behind the meter battery pump | 103.7437 | 114.2404 | 137.9244 | 165.9003 | 201.313 | 240.9159 | 264.5842 | 289.7374 | 335.4861 | 383.0036 | 465.2208 | 500.5256 | 543.8767 | 577.0925 | 608.9188 | 631.888 | 654.0991 | 675.5199 | 700.7784 | 721.1068 | 744.6086 | 768.4752 | 793.5574 | 797.0251 | 801.425
Region | Technology | 2021-22 | 2022-23 | 2023-24 | 2024-25 | 2025-26 | 2026-27 | 2027-28 | 2028-29 | 2029-30 | 2030-31 | 2031-32 | 2032-33 | 2033-34 | 2034-35 | 2035-36 | 2036-37 | 2037-38 | 2038-39 | 2039-40 | 2040-41 | 2041-42 | 2042-43 | 2043-44 | 2044-45 | 2045-46
QLD1 | Distributed PV | 5567.3648 | 6252.7151 | 6535.0958 | 6564.9108 | 6903.5367 | 7623.4303 | 7934.3665 | 6899.0674 | 7734.7975 | 8266.4241 | 9020.1611 | 9268.269 | 9263.1607 | 9754.2535 | 10771.5054 | 11127.7048 | 9702.5719 | 10828.6207 | 11489.8808 | 12365.4002 | 12482.6233 | 12281.9138 | 12714.2217 | 13851.0346 | 14256.9572
QLD1 | Behind the meter battery | 39.1572 | 43.5755 | 53.4177 | 65.3788 | 79.9186 | 97.0955 | 109.9162 | 122.5159 | 142.4376 | 173.9088 | 221.1189 | 248.1635 | 278.7158 | 303.9474 | 327.6112 | 346.3668 | 364.4744 | 381.5345 | 399.0059 | 418.1686 | 437.5687 | 456.7426 | 477.2466 | 481.3082 | 486.3169
QLD1 | Behind the meter battery pump | 46.1059 | 51.2898 | 62.8898 | 76.9438 | 94.1079 | 114.339 | 129.4405 | 144.185 | 167.6189 | 204.8006 | 260.2955 | 292.0182 | 328.1998 | 357.9519 | 385.721 | 407.778 | 429.0894 | 449.044 | 469.664 | 492.0875 | 514.8354 | 538.0025 | 561.6947 | 566.605 | 572.2196
Region | Technology | 2021-22 | 2022-23 | 2023-24 | 2024-25 | 2025-26 | 2026-27 | 2027-28 | 2028-29 | 2029-30 | 2030-31 | 2031-32 | 2032-33 | 2033-34 | 2034-35 | 2035-36 | 2036-37 | 2037-38 | 2038-39 | 2039-40 | 2040-41 | 2041-42 | 2042-43 | 2043-44 | 2044-45 | 2045-46
VIC1 | Distributed PV | 4329.4005 | 4908.7952 | 5934.1919 | 6528.7696 | 6863.0057 | 8027.2367 | 8796.0994 | 8929.0801 | 9626.1225 | 10179.6404 | 9984.4368 | 10760.8291 | 10744.8887 | 10455.0049 | 11440.4569 | 11800.6131 | 11528.2593 | 12300.9387 | 13053.8349 | 12807.4881 | 13660.682 | 13556.1803 | 13075.8792 | 14262.8401 | 14649.2457
VIC1 | Behind the meter battery | 51.3066 | 61.4512 | 73.6598 | 88.083 | 108.4706 | 134.1928 | 159.1916 | 183.5475 | 227.026 | 265.6899 | 331.839 | 372.6114 | 410.8313 | 439.6676 | 467.2812 | 487.8914 | 506.9155 | 527.9599 | 551.6485 | 570.5388 | 593.9882 | 617.4131 | 640.9921 | 644.5839 | 650.0555
VIC1 | Behind the meter battery pump | 60.3615 | 72.3202 | 86.6818 | 103.6542 | 127.6658 | 157.9156 | 187.3608 | 216.0942 | 267.3679 | 312.7858 | 390.6955 | 438.5207 | 483.411 | 517.6718 | 549.9019 | 574.0839 | 596.4233 | 621.8879 | 649.6279 | 672.0144 | 699.0363 | 727.0829 | 754.4992 | 759.0364 | 765.4179
Region | Technology | 2021-22 | 2022-23 | 2023-24 | 2024-25 | 2025-26 | 2026-27 | 2027-28 | 2028-29 | 2029-30 | 2030-31 | 2031-32 | 2032-33 | 2033-34 | 2034-35 | 2035-36 | 2036-37 | 2037-38 | 2038-39 | 2039-40 | 2040-41 | 2041-42 | 2042-43 | 2043-44 | 2044-45 | 2045-46
SA1 | Distributed PV | 2623.5452 | 2798.1478 | 2996.8815 | 3008.3834 | 2949.0755 | 3160.1857 | 3360.8342 | 3300.464 | 3533.7408 | 3645.3258 | 3718.3325 | 3905.4589 | 3875.3563 | 3779.4643 | 4028.9273 | 4246.1349 | 4126.3157 | 4379.708 | 4502.8278 | 4576.0415 | 4756.5856 | 4662.4055 | 4501.1598 | 4782.4214 | 5031.6478
SA1 | Behind the meter battery | 48.2076 | 65.216 | 68.2817 | 71.1775 | 74.2498 | 80.1578 | 86.0269 | 91.5227 | 102.6208 | 114.0145 | 136.6407 | 143.4284 | 151.9345 | 158.6357 | 164.4393 | 168.6089 | 171.3923 | 175.4796 | 178.8172 | 180.8586 | 183.9819 | 187.7459 | 192.102 | 190.9761 | 190.6156
SA1 | Behind the meter battery pump | 56.7354 | 76.761 | 80.3364 | 83.7752 | 87.4369 | 94.3938 | 101.223 | 107.735 | 120.7804 | 134.1477 | 160.928 | 168.8699 | 178.8956 | 186.8102 | 193.693 | 198.596 | 201.84 | 206.6333 | 210.4501 | 212.7899 | 216.7262 | 220.9463 | 226.2016 | 224.8024 | 224.5688
Region | Technology | 2021-22 | 2022-23 | 2023-24 | 2024-25 | 2025-26 | 2026-27 | 2027-28 | 2028-29 | 2029-30 | 2030-31 | 2031-32 | 2032-33 | 2033-34 | 2034-35 | 2035-36 | 2036-37 | 2037-38 | 2038-39 | 2039-40 | 2040-41 | 2041-42 | 2042-43 | 2043-44 | 2044-45 | 2045-46
TAS1 | Distributed PV | 241.7982 | 259.2885 | 284.7662 | 301.5686 | 300.9347 | 340.451 | 359.6348 | 360.3473 | 374.3481 | 393.6202 | 404.7802 | 437.3265 | 455.5355 | 452.1246 | 503.5286 | 526.4053 | 536.969 | 559.1407 | 589.6888 | 603.1441 | 635.0531 | 649.9672 | 636.9304 | 701.9138 | 726.329
TAS1 | Behind the meter battery | 6.2397 | 6.9295 | 8.1325 | 9.8883 | 12.0815 | 14.7661 | 16.9888 | 19.037 | 21.4396 | 23.9422 | 28.6235 | 30.5904 | 32.9445 | 34.7133 | 36.4422 | 37.7485 | 39.1047 | 40.3143 | 41.458 | 42.3322 | 43.2535 | 44.3498 | 45.4846 | 45.2346 | 45.2446
TAS1 | Behind the meter battery pump | 7.3456 | 8.1541 | 9.5732 | 11.6426 | 14.2168 | 17.3795 | 19.9981 | 22.3987 | 25.2488 | 28.1858 | 33.6784 | 36.0105 | 38.7781 | 40.8699 | 42.8983 | 44.4221 | 46.0092 | 47.4651 | 48.7751 | 49.8034 | 50.9537 | 52.2079 | 53.5239 | 53.2746 | 53.2423

## BaseCase_Capacity
Installed capacity by technology (MW) - Base Case, Central Scenario
Capacity calculated on 1 July. In early study years some wind and solar projects enter later in the financial year and are therefore reflected in the following financial year's capacity.
Explicitly modelled generation
Region | Technology | 2021-22 | 2022-23 | 2023-24 | 2024-25 | 2025-26 | 2026-27 | 2027-28 | 2028-29 | 2029-30 | 2030-31 | 2031-32 | 2032-33 | 2033-34 | 2034-35 | 2035-36 | 2036-37 | 2037-38 | 2038-39 | 2039-40 | 2040-41 | 2041-42 | 2042-43 | 2043-44 | 2044-45 | 2045-46
NEM | Black Coal | 18386 | 17886 | 16386 | 16357.7628 | 15226.0051 | 15226.0036 | 13923.1185 | 13748.676 | 11830.83 | 11399.0275 | 10326.0134 | 10326.0038 | 10326.0038 | 10326.0038 | 7065.9987 | 6366 | 5216 | 5216 | 5216 | 5216 | 5216 | 3152 | 2787 | 2422 | 2057
NEM | Brown Coal | 4775 | 4775 | 4775 | 3599.3389 | 3327.7348 | 3327.7343 | 3325.0626 | 3324.9995 | 3324.9995 | 3324.9995 | 3324.9995 | 3324.9995 | 3324.9995 | 3324.9995 | 3324.9995 | 3324.9995 | 3324.9995 | 3324.9995 | 3324.9995 | 3324.9995 | 3324.9995 | 3324.9995 | 3324.9995 | 3324.9995 | 3324.9995
NEM | CCGT | 3138.899 | 3138.9001 | 2958.9004 | 2958.9005 | 2958.9005 | 2958.9006 | 2958.9006 | 2958.9006 | 2958.9007 | 2958.9007 | 2958.9007 | 2958.901 | 2958.9012 | 2958.9014 | 2958.9024 | 2573.9026 | 2044.905 | 2044.9051 | 1901.5055 | 1901.5056 | 1901.5059 | 1901.5071 | 1461.5076 | 1276.5087 | 632.0087
NEM | Gas - Steam | 1420 | 1300 | 1300 | 1300 | 1300 | 1300 | 1300 | 1300 | 1300 | 1300 | 1300 | 1300 | 1300 | 1300 | 500 | 500 | 500 | 500 | 0 | 0 | 0 | 0 | 0 | 0 | 0
NEM | OCGT / Diesel | 6712.6419 | 6712.6421 | 6712.6434 | 6712.6436 | 6712.644 | 6712.6441 | 6712.6441 | 6712.6442 | 6712.6443 | 6306.6444 | 6306.6445 | 6072.3047 | 5622.3049 | 5505.3051 | 5375.3102 | 6595.6194 | 7747.4205 | 7747.4205 | 7307.4209 | 7187.4222 | 7187.4224 | 7093.4221 | 7093.4275 | 6266.4982 | 6266.4982
NEM | Hydro | 7132.9 | 7132.9 | 7132.9 | 7132.9 | 7132.9 | 7132.9 | 7132.9 | 7132.9 | 7132.9 | 7132.9 | 7132.9 | 7132.9 | 7132.9 | 7132.9 | 7132.9 | 7132.9 | 7046.5 | 7046.5 | 7046.5 | 7046.5 | 7046.5 | 6980.5 | 6980.5 | 6980.5 | 6980.5
NEM | Wind | 9323.548 | 10620.3777 | 11108.8627 | 11866.5923 | 12161.3001 | 12766.0553 | 13422.9742 | 14964.1091 | 15830.2128 | 15784.2135 | 15784.2136 | 15863.6131 | 15670.4158 | 15670.4242 | 18216.9279 | 19968.3008 | 25220.0147 | 25992.5186 | 25729.9793 | 25072.1798 | 27586.8239 | 30018.3192 | 29315.7237 | 29026.3841 | 29317.1295
NEM | Solar PV | 5590.9174 | 8196.4316 | 8539.921 | 8539.9215 | 9485.6134 | 10327.3843 | 11225.1553 | 11225.1578 | 17432.3452 | 17432.3461 | 17432.3475 | 17432.3513 | 17432.3532 | 17432.3548 | 17432.3704 | 17311.3734 | 17761.1676 | 17682.9729 | 17738.2253 | 17787.9274 | 19704.0776 | 24704.5833 | 24735.4871 | 24390.3479 | 24295.0874
NEM | LS Battery | 242.3381 | 562.3382 | 562.3385 | 562.3385 | 562.3421 | 562.3476 | 562.3517 | 687.7641 | 687.7641 | 2234.3887 | 2788.9275 | 4000.0658 | 3944.7363 | 4669.2348 | 5193.6471 | 5193.6471 | 5193.6477 | 5193.6477 | 5378.5732 | 5393.6286 | 6547.3488 | 6900.4468 | 6900.4505 | 7533.8451 | 7523.8453
NEM | Pumped Hydro | 810 | 810 | 810 | 810.0097 | 2850.014 | 2850.0147 | 2850.0151 | 2850.0158 | 4850.0072 | 4850.0074 | 4850.0077 | 4850.0087 | 4850.0089 | 4850.0102 | 5060.0333 | 5170.8222 | 5427.5709 | 5427.5712 | 5539.4354 | 5539.4371 | 5971.0142 | 6825.3432 | 6894.4176 | 7618.9724 | 7618.9728
NEM | VPP | 36.6 | 54.9 | 79.21 | 111.71 | 155.4 | 212.9 | 274.19 | 348.6 | 458.2 | 557.39 | 708.39 | 823.4 | 953.19 | 1081.1 | 1214.09 | 1346.41 | 1479.59 | 1613.99 | 1747.38 | 1881.9 | 2021.8 | 2168.3 | 2317.89 | 2433 | 2551.5001
Total excluding storage |  | 56479.9063 | 59762.2515 | 58914.2275 | 58468.0595 | 58305.0979 | 59751.6221 | 60000.7553 | 61367.3872 | 66522.8324 | 65639.0316 | 64566.0191 | 64411.0734 | 63767.8783 | 63650.8887 | 62007.409 | 63773.0957 | 68861.0073 | 69555.3166 | 68264.6305 | 67536.5345 | 71967.3292 | 77175.3313 | 75698.6454 | 73687.2383 | 72873.2234
Region | Technology | 2021-22 | 2022-23 | 2023-24 | 2024-25 | 2025-26 | 2026-27 | 2027-28 | 2028-29 | 2029-30 | 2030-31 | 2031-32 | 2032-33 | 2033-34 | 2034-35 | 2035-36 | 2036-37 | 2037-38 | 2038-39 | 2039-40 | 2040-41 | 2041-42 | 2042-43 | 2043-44 | 2044-45 | 2045-46
NSW1 | Black Coal | 10260 | 9760 | 8260 | 8260 | 8259.9971 | 8259.9969 | 7482.6693 | 7482.6693 | 5564.8233 | 5133.0208 | 4060.0067 | 4059.9971 | 4059.9971 | 4059.9971 | 1320 | 1320 | 1320 | 1320 | 1320 | 1320 | 1320 | 0 | 0 | 0 | 0
NSW1 | Brown Coal | 0 | 0 | 0 | 0 | 0 | 0 | 0 | 0 | 0 | 0 | 0 | 0 | 0 | 0 | 0 | 0 | 0 | 0 | 0 | 0 | 0 | 0 | 0 | 0 | 0
NSW1 | CCGT | 624.999 | 624.9992 | 624.9994 | 624.9994 | 624.9994 | 624.9994 | 624.9994 | 624.9994 | 624.9994 | 624.9994 | 624.9994 | 624.9994 | 624.9994 | 624.9995 | 624.9999 | 625 | 625.0012 | 625.0012 | 625.0012 | 625.0012 | 625.0012 | 625.0018 | 185.0018 | 0.0028375 | 0.0028397
NSW1 | Gas - Steam | 0 | 0 | 0 | 0 | 0 | 0 | 0 | 0 | 0 | 0 | 0 | 0 | 0 | 0 | 0 | 0 | 0 | 0 | 0 | 0 | 0 | 0 | 0 | 0 | 0
NSW1 | OCGT / Diesel | 1438.0006 | 1438.0006 | 1438.0017 | 1438.0018 | 1438.0018 | 1438.0018 | 1438.0018 | 1438.0018 | 1438.0019 | 1438.0019 | 1438.0019 | 1438.002 | 1438.002 | 1438.0021 | 1388.0056 | 2608.3123 | 3760.0889 | 3760.089 | 3760.0887 | 3760.0893 | 3760.0893 | 3760.089 | 3760.0901 | 3096.092 | 3096.092
NSW1 | Hydro | 2525 | 2525 | 2525 | 2525 | 2525 | 2525 | 2525 | 2525 | 2525 | 2525 | 2525 | 2525 | 2525 | 2525 | 2525 | 2525 | 2525 | 2525 | 2525 | 2525 | 2525 | 2525 | 2525 | 2525 | 2525
NSW1 | Wind | 1986.45 | 2213.2626 | 2701.7443 | 3459.4717 | 3459.4717 | 3562.1907 | 3621.0399 | 4383.2351 | 5094.412 | 5094.412 | 5094.412 | 5094.4121 | 5094.4121 | 5094.4122 | 6387.1871 | 6340.6873 | 7246.0334 | 7043.5558 | 7043.5587 | 6683.0589 | 8675.3453 | 9304.6386 | 9009.6586 | 9009.6613 | 9009.6615
NSW1 | Solar PV | 2150.52 | 3866.8324 | 4210.3218 | 4210.3222 | 5156.011 | 5997.7785 | 6895.5424 | 6895.5424 | 12323.4489 | 12323.4489 | 12323.4489 | 12323.449 | 12323.449 | 12323.449 | 12323.4499 | 12323.4501 | 12323.455 | 12173.155 | 12173.1551 | 12173.1581 | 13083.3324 | 14983.2401 | 14910.2405 | 14910.2407 | 14910.2409
NSW1 | LS Battery | 0.0043783 | 0.004513 | 0.0047716 | 0.0047717 | 0.0079262 | 0.010092 | 0.012122 | 0.014826 | 0.014828 | 1576.612 | 1576.612 | 2404.1781 | 2404.1781 | 2404.1781 | 2736.385 | 2736.385 | 2736.385 | 2736.385 | 2736.385 | 2736.3874 | 3890.1072 | 3890.1254 | 3890.1256 | 3890.1346 | 3890.1326
NSW1 | Pumped Hydro | 240 | 240 | 240 | 240.0053 | 2280.0084 | 2280.0086 | 2280.0088 | 2280.0089 | 4280.0001 | 4280.0001 | 4280.0001 | 4280.0001 | 4280.0001 | 4280.0001 | 4489.9997 | 4490.0001 | 4490.0002 | 4490.0002 | 4490.0002 | 4490.0002 | 4490.0007 | 4490.0008 | 4490.0008 | 4539.9435 | 4539.9435
NSW1 | VPP | 13.9 | 19.7 | 29.21 | 42.01 | 59.4 | 81.6 | 102.99 | 129.6 | 168.8 | 203.19 | 255.19 | 292.8 | 337.19 | 380.8 | 426.09 | 470.01 | 513.19 | 556.69 | 599.28 | 642.1 | 687 | 734.3 | 782.99 | 821.1 | 860.4
Total excluding storage |  | 18984.9696 | 20428.0949 | 19760.0672 | 20517.7949 | 21463.4809 | 22407.9672 | 22587.2528 | 23349.4479 | 27570.6854 | 27138.8829 | 26065.8688 | 26065.8596 | 26065.8597 | 26065.8599 | 24568.6425 | 25742.4498 | 27799.5785 | 27446.801 | 27446.8036 | 27086.3076 | 29988.7683 | 31197.9695 | 30389.9911 | 29540.9969 | 29540.9972
Region | Technology | 2021-22 | 2022-23 | 2023-24 | 2024-25 | 2025-26 | 2026-27 | 2027-28 | 2028-29 | 2029-30 | 2030-31 | 2031-32 | 2032-33 | 2033-34 | 2034-35 | 2035-36 | 2036-37 | 2037-38 | 2038-39 | 2039-40 | 2040-41 | 2041-42 | 2042-43 | 2043-44 | 2044-45 | 2045-46
QLD1 | Black Coal | 8126 | 8126 | 8126 | 8097.7628 | 6966.008 | 6966.0067 | 6440.4492 | 6266.0067 | 6266.0067 | 6266.0067 | 6266.0067 | 6266.0067 | 6266.0067 | 6266.0067 | 5745.9987 | 5046 | 3896 | 3896 | 3896 | 3896 | 3896 | 3152 | 2787 | 2422 | 2057
QLD1 | Brown Coal | 0 | 0 | 0 | 0 | 0 | 0 | 0 | 0 | 0 | 0 | 0 | 0 | 0 | 0 | 0 | 0 | 0 | 0 | 0 | 0 | 0 | 0 | 0 | 0 | 0
QLD1 | CCGT | 1596.9 | 1596.9002 | 1596.9002 | 1596.9003 | 1596.9003 | 1596.9003 | 1596.9003 | 1596.9003 | 1596.9003 | 1596.9003 | 1596.9003 | 1596.9004 | 1596.9004 | 1596.9005 | 1596.9007 | 1211.9008 | 1211.9013 | 1211.9013 | 1068.5013 | 1068.5013 | 1068.5013 | 1068.5016 | 1068.5016 | 1068.5016 | 424.0016
QLD1 | Gas - Steam | 0 | 0 | 0 | 0 | 0 | 0 | 0 | 0 | 0 | 0 | 0 | 0 | 0 | 0 | 0 | 0 | 0 | 0 | 0 | 0 | 0 | 0 | 0 | 0 | 0
QLD1 | OCGT / Diesel | 1909.0003 | 1909.0003 | 1909.0003 | 1909.0005 | 1909.0009 | 1909.0009 | 1909.0009 | 1909.0009 | 1909.0009 | 1909.0009 | 1909.0009 | 1909.001 | 1629.001 | 1512.001 | 1512.0018 | 1512.0042 | 1512.0282 | 1512.0282 | 1512.0282 | 1512.0282 | 1512.0282 | 1512.0282 | 1512.0282 | 1369.0282 | 1369.0282
QLD1 | Hydro | 152.4 | 152.4 | 152.4 | 152.4 | 152.4 | 152.4 | 152.4 | 152.4 | 152.4 | 152.4 | 152.4 | 152.4 | 152.4 | 152.4 | 152.4 | 152.4 | 66 | 66 | 66 | 66 | 66 | 0 | 0 | 0 | 0
QLD1 | Wind | 676.608 | 1176.614 | 1176.6143 | 1176.6149 | 1471.3224 | 1973.3575 | 2571.427 | 3350.3629 | 3596.088 | 3596.088 | 3596.088 | 3596.0881 | 3596.0882 | 3596.0885 | 4219.8624 | 5475.1048 | 9126.7782 | 9126.7782 | 9126.7782 | 9126.7782 | 9126.7784 | 10043.1624 | 9862.6477 | 10038.572 | 10802.6749
QLD1 | Solar PV | 1965.8585 | 2775.8592 | 2775.8592 | 2775.8592 | 2775.8606 | 2775.863 | 2775.8698 | 2775.872 | 3555.1525 | 3555.1525 | 3555.1526 | 3555.1526 | 3555.1526 | 3555.1527 | 3555.153 | 3434.1534 | 3883.9333 | 3883.9333 | 3883.9334 | 3883.9336 | 3883.934 | 6267.6652 | 6114.6659 | 6016.526 | 5952.3664
QLD1 | LS Battery | 2.0009 | 22.0009 | 22.0009 | 22.0009 | 22.0013 | 22.0028 | 22.0029 | 147.4119 | 147.4119 | 147.4126 | 701.9506 | 701.9512 | 701.9514 | 1350.12 | 1350.1202 | 1350.1202 | 1350.1202 | 1350.1202 | 1350.1202 | 1350.1202 | 1350.1201 | 1757.0808 | 1757.0809 | 1947.3397 | 1947.3395
QLD1 | Pumped Hydro | 570 | 570 | 570 | 570.0012 | 570.0021 | 570.0021 | 570.0021 | 570.0025 | 570.0025 | 570.0025 | 570.0025 | 570.0025 | 570.0025 | 570.003 | 570.0224 | 680.8089 | 937.5537 | 937.5537 | 937.5537 | 937.5538 | 1369.119 | 1925.3302 | 1925.3302 | 2391.1711 | 2391.1714
QLD1 | VPP | 6.3 | 9 | 13.6 | 20 | 28.6 | 39.9 | 51.8 | 66.1 | 86.2 | 109.4 | 142.4 | 168.9 | 199.7 | 230.4 | 262.6 | 295.5 | 329.5 | 363 | 395.9 | 429.3 | 463.8 | 499.9 | 537.3 | 565.4 | 594.4
Total excluding storage |  | 14426.7668 | 15736.7737 | 15736.774 | 15708.5377 | 14871.4922 | 15373.5285 | 15446.0473 | 16050.5428 | 17075.5485 | 17075.5485 | 17075.5486 | 17075.5488 | 16795.5489 | 16678.5493 | 16782.3165 | 16831.5631 | 19696.6409 | 19696.641 | 19553.2411 | 19553.2414 | 19553.2418 | 22043.3573 | 21344.8433 | 20914.6278 | 20605.0712
Region | Technology | 2021-22 | 2022-23 | 2023-24 | 2024-25 | 2025-26 | 2026-27 | 2027-28 | 2028-29 | 2029-30 | 2030-31 | 2031-32 | 2032-33 | 2033-34 | 2034-35 | 2035-36 | 2036-37 | 2037-38 | 2038-39 | 2039-40 | 2040-41 | 2041-42 | 2042-43 | 2043-44 | 2044-45 | 2045-46
VIC1 | Black Coal | 0 | 0 | 0 | 0 | 0 | 0 | 0 | 0 | 0 | 0 | 0 | 0 | 0 | 0 | 0 | 0 | 0 | 0 | 0 | 0 | 0 | 0 | 0 | 0 | 0
VIC1 | Brown Coal | 4775 | 4775 | 4775 | 3599.3389 | 3327.7348 | 3327.7343 | 3325.0626 | 3324.9995 | 3324.9995 | 3324.9995 | 3324.9995 | 3324.9995 | 3324.9995 | 3324.9995 | 3324.9995 | 3324.9995 | 3324.9995 | 3324.9995 | 3324.9995 | 3324.9995 | 3324.9995 | 3324.9995 | 3324.9995 | 3324.9995 | 3324.9995
VIC1 | CCGT | 0 | 0.00026951 | 0.00027097 | 0.00029177 | 0.00029407 | 0.00030731 | 0.00031272 | 0.00032253 | 0.00033517 | 0.00033808 | 0.000339 | 0.00041733 | 0.00045854 | 0.00052789 | 0.00069803 | 0.00069861 | 0.00087069 | 0.00089308 | 0.0012666 | 0.0012672 | 0.0012711 | 0.0015698 | 0.0017781 | 0.0017824 | 0.0017846
VIC1 | Gas - Steam | 500 | 500 | 500 | 500 | 500 | 500 | 500 | 500 | 500 | 500 | 500 | 500 | 500 | 500 | 500 | 500 | 500 | 500 | 0 | 0 | 0 | 0 | 0 | 0 | 0
VIC1 | OCGT / Diesel | 1900.0003 | 1900.0005 | 1900.0005 | 1900.0005 | 1900.0005 | 1900.0005 | 1900.0005 | 1900.0005 | 1900.0005 | 1900.0005 | 1900.0005 | 1900.0006 | 1730.0006 | 1730.0007 | 1730.0009 | 1730.001 | 1730.001 | 1730.001 | 1290.0015 | 1290.0015 | 1290.0015 | 1196.0016 | 1196.0022 | 1196.0044 | 1196.0044
VIC1 | Hydro | 2279 | 2279 | 2279 | 2279 | 2279 | 2279 | 2279 | 2279 | 2279 | 2279 | 2279 | 2279 | 2279 | 2279 | 2279 | 2279 | 2279 | 2279 | 2279 | 2279 | 2279 | 2279 | 2279 | 2279 | 2279
VIC1 | Wind | 3928.53 | 4288.5334 | 4288.5336 | 4288.5341 | 4288.5342 | 4288.5346 | 4288.5346 | 4288.5357 | 4288.5361 | 4288.5363 | 4288.5364 | 4288.5387 | 4288.5394 | 4288.5426 | 4288.5793 | 4288.58 | 4334.1054 | 4614.095 | 4614.1141 | 4355.8142 | 4861.3689 | 5747.1824 | 5639.4402 | 5327.7718 | 5197.6112
VIC1 | Solar PV | 1096.5375 | 1096.5377 | 1096.5377 | 1096.5378 | 1096.5382 | 1096.5385 | 1096.5386 | 1096.5387 | 1096.5388 | 1096.539 | 1096.5393 | 1096.5401 | 1096.5405 | 1096.5408 | 1096.5437 | 1096.5448 | 1096.5492 | 1117.9796 | 1173.2317 | 1173.2317 | 1490.0389 | 2206.905 | 2388.3737 | 2276.3737 | 2245.2725
VIC1 | LS Battery | 75.331 | 375.331 | 375.331 | 375.331 | 375.331 | 375.3318 | 375.3325 | 375.3326 | 375.3326 | 375.343 | 375.3431 | 375.3631 | 320.0331 | 320.0331 | 320.0331 | 320.0331 | 320.0331 | 320.0331 | 504.9578 | 504.9578 | 504.9568 | 204.9577 | 204.9577 | 204.9585 | 204.9588
VIC1 | Pumped Hydro | 0 | 0 | 0 | 0.0012197 | 0.0012976 | 0.0016639 | 0.001695 | 0.0017301 | 0.0018801 | 0.0019352 | 0.001943 | 0.0026403 | 0.0026896 | 0.0031061 | 0.0062764 | 0.0062915 | 0.0063688 | 0.0064083 | 111.8694 | 111.8694 | 111.8696 | 409.9872 | 479.0609 | 687.8312 | 687.8313
VIC1 | VPP | 8 | 12.2 | 18 | 25.9 | 37.3 | 53 | 71.6 | 94.1 | 129.8 | 159.4 | 205.5 | 243.6 | 283.2 | 321.7 | 361.6 | 401.7 | 443.3 | 486.7 | 530.8 | 575.4 | 621.9 | 669.9 | 718 | 754.9 | 792.9
Total excluding storage |  | 14479.0677 | 14839.0718 | 14839.072 | 13663.4115 | 13391.8081 | 13391.8082 | 13389.1365 | 13389.0746 | 13389.0752 | 13389.0756 | 13389.0761 | 13389.0792 | 13219.0805 | 13219.0841 | 13219.1242 | 13219.126 | 13264.6559 | 13566.0758 | 12681.348 | 12423.0482 | 13245.41 | 14754.09 | 14827.8173 | 14404.1512 | 14242.8894
Region | Technology | 2021-22 | 2022-23 | 2023-24 | 2024-25 | 2025-26 | 2026-27 | 2027-28 | 2028-29 | 2029-30 | 2030-31 | 2031-32 | 2032-33 | 2033-34 | 2034-35 | 2035-36 | 2036-37 | 2037-38 | 2038-39 | 2039-40 | 2040-41 | 2041-42 | 2042-43 | 2043-44 | 2044-45 | 2045-46
SA1 | Black Coal | 0 | 0 | 0 | 0 | 0 | 0 | 0 | 0 | 0 | 0 | 0 | 0 | 0 | 0 | 0 | 0 | 0 | 0 | 0 | 0 | 0 | 0 | 0 | 0 | 0
SA1 | Brown Coal | 0 | 0 | 0 | 0 | 0 | 0 | 0 | 0 | 0 | 0 | 0 | 0 | 0 | 0 | 0 | 0 | 0 | 0 | 0 | 0 | 0 | 0 | 0 | 0 | 0
SA1 | CCGT | 709 | 709.0002 | 529.0003 | 529.0003 | 529.0003 | 529.0003 | 529.0003 | 529.0003 | 529.0003 | 529.0003 | 529.0003 | 529.0004 | 529.0004 | 529.0005 | 529.0006 | 529.0006 | 0.00089299 | 0.00089412 | 0.00096751 | 0.0010033 | 0.0010693 | 0.0012117 | 0.0014948 | 0.0015035 | 0.0015049
SA1 | Gas - Steam | 920 | 800 | 800 | 800 | 800 | 800 | 800 | 800 | 800 | 800 | 800 | 800 | 800 | 800 | 0 | 0 | 0 | 0 | 0 | 0 | 0 | 0 | 0 | 0 | 0
SA1 | OCGT / Diesel | 1287.6403 | 1287.6403 | 1287.6404 | 1287.6404 | 1287.6405 | 1287.6405 | 1287.6405 | 1287.6405 | 1287.6405 | 881.6405 | 881.6406 | 647.3006 | 647.3006 | 647.3007 | 567.3011 | 567.3011 | 567.3016 | 567.3016 | 567.3016 | 567.3022 | 567.3022 | 567.3022 | 567.3052 | 547.3718 | 547.3718
SA1 | Hydro | 0 | 0 | 0 | 0 | 0 | 0 | 0 | 0 | 0 | 0 | 0 | 0 | 0 | 0 | 0 | 0 | 0 | 0 | 0 | 0 | 0 | 0 | 0 | 0 | 0
SA1 | Wind | 2158.76 | 2368.7656 | 2368.7671 | 2368.7676 | 2368.7677 | 2368.7683 | 2368.7684 | 2368.7705 | 2277.9713 | 2231.9717 | 2231.9718 | 2231.9767 | 2038.7785 | 2038.7833 | 2532.4002 | 2390.6932 | 2929.7176 | 3614.8662 | 3352.3047 | 3313.3048 | 3313.3109 | 3313.3154 | 3193.9567 | 3193.9585 | 2850.7613
SA1 | Solar PV | 378.0013 | 457.202 | 457.2021 | 457.2021 | 457.2031 | 457.2036 | 457.204 | 457.2041 | 457.2043 | 457.2048 | 457.2057 | 457.2074 | 457.2088 | 457.2101 | 457.2216 | 457.2228 | 457.2279 | 507.9027 | 507.9028 | 557.6016 | 1246.7693 | 1246.7699 | 1322.2039 | 1187.2043 | 1187.2044
SA1 | LS Battery | 165.001 | 165.001 | 165.001 | 165.001 | 165.001 | 165.0016 | 165.0024 | 165.0028 | 165.0028 | 135.0165 | 135.0165 | 518.568 | 518.568 | 594.8977 | 787.1028 | 787.1028 | 787.1031 | 787.1031 | 787.1031 | 802.1561 | 802.1552 | 1048.2733 | 1048.2735 | 1491.3995 | 1481.4015
SA1 | Pumped Hydro | 0 | 0 | 0 | 0.00075198 | 0.00082628 | 0.00090626 | 0.00097311 | 0.0010358 | 0.0011327 | 0.001184 | 0.0011969 | 0.0014692 | 0.0015275 | 0.0016838 | 0.0025265 | 0.0025433 | 0.0034827 | 0.0035006 | 0.0035882 | 0.0051482 | 0.0052858 | 0.0053506 | 0.0059881 | 0.0068043 | 0.006839
SA1 | VPP | 7.4 | 12.6 | 16.4 | 20.8 | 25.9 | 32.5 | 40.1 | 48.9 | 60.9 | 70.6 | 87.1 | 97.4 | 109.5 | 121.7 | 134.3 | 146.7 | 158.1 | 169.2 | 180.3 | 191.2 | 202.4 | 214.6 | 227 | 236.7 | 246.5
Total excluding storage |  | 5453.4017 | 5622.6081 | 5442.6099 | 5442.6104 | 5442.6116 | 5442.6127 | 5442.6131 | 5442.6154 | 5351.8164 | 4899.8174 | 4899.8184 | 4665.4851 | 4472.2883 | 4472.2945 | 4085.9235 | 3944.2178 | 3954.2479 | 4690.0714 | 4427.5101 | 4438.2097 | 5127.3835 | 5127.3888 | 5083.4673 | 4928.5361 | 4585.3391
Region | Technology | 2021-22 | 2022-23 | 2023-24 | 2024-25 | 2025-26 | 2026-27 | 2027-28 | 2028-29 | 2029-30 | 2030-31 | 2031-32 | 2032-33 | 2033-34 | 2034-35 | 2035-36 | 2036-37 | 2037-38 | 2038-39 | 2039-40 | 2040-41 | 2041-42 | 2042-43 | 2043-44 | 2044-45 | 2045-46
TAS1 | Black Coal | 0 | 0 | 0 | 0 | 0 | 0 | 0 | 0 | 0 | 0 | 0 | 0 | 0 | 0 | 0 | 0 | 0 | 0 | 0 | 0 | 0 | 0 | 0 | 0 | 0
TAS1 | Brown Coal | 0 | 0 | 0 | 0 | 0 | 0 | 0 | 0 | 0 | 0 | 0 | 0 | 0 | 0 | 0 | 0 | 0 | 0 | 0 | 0 | 0 | 0 | 0 | 0 | 0
TAS1 | CCGT | 208 | 208.0002 | 208.0003 | 208.0003 | 208.0003 | 208.0003 | 208.0003 | 208.0003 | 208.0003 | 208.0003 | 208.0003 | 208.0004 | 208.0005 | 208.0005 | 208.0005 | 208.0005 | 208.0007 | 208.0007 | 208.0008 | 208.0008 | 208.001 | 208.001 | 208.001 | 208.001 | 208.001
TAS1 | Gas - Steam | 0 | 0 | 0 | 0 | 0 | 0 | 0 | 0 | 0 | 0 | 0 | 0 | 0 | 0 | 0 | 0 | 0 | 0 | 0 | 0 | 0 | 0 | 0 | 0 | 0
TAS1 | OCGT / Diesel | 178.0003 | 178.0003 | 178.0004 | 178.0004 | 178.0004 | 178.0004 | 178.0004 | 178.0005 | 178.0005 | 178.0005 | 178.0005 | 178.0006 | 178.0006 | 178.0007 | 178.0007 | 178.0008 | 178.0009 | 178.0009 | 178.001 | 58.001 | 58.0011 | 58.0011 | 58.0018 | 58.0018 | 58.0018
TAS1 | Hydro | 2176.5 | 2176.5 | 2176.5 | 2176.5 | 2176.5 | 2176.5 | 2176.5 | 2176.5 | 2176.5 | 2176.5 | 2176.5 | 2176.5 | 2176.5 | 2176.5 | 2176.5 | 2176.5 | 2176.5 | 2176.5 | 2176.5 | 2176.5 | 2176.5 | 2176.5 | 2176.5 | 2176.5 | 2176.5
TAS1 | Wind | 573.2 | 573.2021 | 573.2034 | 573.204 | 573.204 | 573.2043 | 573.2043 | 573.205 | 573.2054 | 573.2054 | 573.2054 | 652.5975 | 652.5976 | 652.5977 | 788.899 | 1473.2356 | 1583.3802 | 1593.2235 | 1593.2236 | 1593.2236 | 1610.0204 | 1610.0204 | 1610.0205 | 1456.4205 | 1456.4205
TAS1 | Solar PV | 0.00018122 | 0.0002606 | 0.00027023 | 0.00027036 | 0.00042743 | 0.00058351 | 0.00062489 | 0.00063874 | 0.00081939 | 0.00088805 | 0.00088878 | 0.0022032 | 0.0022057 | 0.0022061 | 0.0022126 | 0.0022275 | 0.0022386 | 0.0023669 | 0.0023791 | 0.0023803 | 0.0030497 | 0.0031441 | 0.0031466 | 0.0031641 | 0.003174
TAS1 | LS Battery | 0.00082047 | 0.00082564 | 0.00082568 | 0.00082571 | 0.00082749 | 0.0012701 | 0.0017187 | 0.0019444 | 0.0019447 | 0.0045753 | 0.0052933 | 0.0053524 | 0.0056304 | 0.0058974 | 0.0059021 | 0.0059027 | 0.0061686 | 0.0061767 | 0.0070942 | 0.0071271 | 0.0095086 | 0.00955 | 0.012726 | 0.012814 | 0.012944
TAS1 | Pumped Hydro | 0 | 0 | 0 | 0.0012426 | 0.0013647 | 0.001446 | 0.0015226 | 0.0016348 | 0.0017081 | 0.0017705 | 0.0020079 | 0.0020325 | 0.0021042 | 0.0023319 | 0.0025286 | 0.0044655 | 0.0071442 | 0.0073773 | 0.008535 | 0.0085647 | 0.019659 | 0.019687 | 0.019721 | 0.01974 | 0.01976
TAS1 | VPP | 1 | 1.4 | 2 | 3 | 4.2 | 5.9 | 7.7 | 9.9 | 12.5 | 14.8 | 18.2 | 20.7 | 23.6 | 26.5 | 29.5 | 32.5 | 35.5 | 38.4 | 41.1 | 43.9 | 46.7 | 49.6 | 52.6 | 54.9 | 57.3
Total excluding storage |  | 3135.7005 | 3135.7029 | 3135.7043 | 3135.705 | 3135.7052 | 3135.7056 | 3135.7057 | 3135.7064 | 3135.707 | 3135.7072 | 3135.7072 | 3215.1007 | 3215.1009 | 3215.101 | 3351.4024 | 4035.7391 | 4145.884 | 4155.7275 | 4155.7277 | 4035.7277 | 4052.5255 | 4052.5257 | 4052.5264 | 3898.9265 | 3898.9265
Explicitly modelled pumping
Region | Technology | 2021-22 | 2022-23 | 2023-24 | 2024-25 | 2025-26 | 2026-27 | 2027-28 | 2028-29 | 2029-30 | 2030-31 | 2031-32 | 2032-33 | 2033-34 | 2034-35 | 2035-36 | 2036-37 | 2037-38 | 2038-39 | 2039-40 | 2040-41 | 2041-42 | 2042-43 | 2043-44 | 2044-45 | 2045-46
NEM | LS Battery pump | 242.3381 | 562.3382 | 562.3385 | 562.3385 | 562.3421 | 562.3476 | 562.3517 | 687.7641 | 687.7641 | 2234.3887 | 2788.9275 | 4000.0658 | 3944.7363 | 4669.2348 | 5193.6471 | 5193.6471 | 5193.6477 | 5193.6477 | 5378.5732 | 5393.6286 | 6547.3488 | 6900.4468 | 6900.4505 | 7533.8451 | 7523.8453
NEM | Pumped Hydro pump | 1330 | 1330 | 1330 | 1330.0097 | 3370.014 | 3370.0147 | 3370.0151 | 3370.0158 | 5370.0072 | 5370.0074 | 5370.0077 | 5370.0087 | 5370.0089 | 5370.0102 | 5580.0333 | 5690.8222 | 5947.5709 | 5947.5712 | 6059.4354 | 6059.4371 | 6491.0142 | 7345.3432 | 7414.4176 | 8138.9724 | 8138.9728
NEM | VPP pump | 36.6 | 54.9 | 79.21 | 111.71 | 155.4 | 212.9 | 274.19 | 348.6 | 458.2 | 557.39 | 708.39 | 823.4 | 953.19 | 1081.1 | 1214.09 | 1346.41 | 1479.59 | 1613.99 | 1747.38 | 1881.9 | 2021.8 | 2168.3 | 2317.89 | 2433 | 2551.5001
Region | Technology | 2021-22 | 2022-23 | 2023-24 | 2024-25 | 2025-26 | 2026-27 | 2027-28 | 2028-29 | 2029-30 | 2030-31 | 2031-32 | 2032-33 | 2033-34 | 2034-35 | 2035-36 | 2036-37 | 2037-38 | 2038-39 | 2039-40 | 2040-41 | 2041-42 | 2042-43 | 2043-44 | 2044-45 | 2045-46
NSW1 | LS Battery pump | 0.0043783 | 0.004513 | 0.0047716 | 0.0047717 | 0.0079262 | 0.010092 | 0.012122 | 0.014826 | 0.014828 | 1576.612 | 1576.612 | 2404.1781 | 2404.1781 | 2404.1781 | 2736.385 | 2736.385 | 2736.385 | 2736.385 | 2736.385 | 2736.3874 | 3890.1072 | 3890.1254 | 3890.1256 | 3890.1346 | 3890.1326
NSW1 | Pumped Hydro pump | 840 | 840 | 840 | 840.0053 | 2880.0084 | 2880.0086 | 2880.0088 | 2880.0089 | 4880.0001 | 4880.0001 | 4880.0001 | 4880.0001 | 4880.0001 | 4880.0001 | 5089.9997 | 5090.0001 | 5090.0002 | 5090.0002 | 5090.0002 | 5090.0002 | 5090.0007 | 5090.0008 | 5090.0008 | 5139.9435 | 5139.9435
NSW1 | VPP pump | 13.9 | 19.7 | 29.21 | 42.01 | 59.4 | 81.6 | 102.99 | 129.6 | 168.8 | 203.19 | 255.19 | 292.8 | 337.19 | 380.8 | 426.09 | 470.01 | 513.19 | 556.69 | 599.28 | 642.1 | 687 | 734.3 | 782.99 | 821.1 | 860.4
Region | Technology | 2021-22 | 2022-23 | 2023-24 | 2024-25 | 2025-26 | 2026-27 | 2027-28 | 2028-29 | 2029-30 | 2030-31 | 2031-32 | 2032-33 | 2033-34 | 2034-35 | 2035-36 | 2036-37 | 2037-38 | 2038-39 | 2039-40 | 2040-41 | 2041-42 | 2042-43 | 2043-44 | 2044-45 | 2045-46
QLD1 | LS Battery pump | 2.0009 | 22.0009 | 22.0009 | 22.0009 | 22.0013 | 22.0028 | 22.0029 | 147.4119 | 147.4119 | 147.4126 | 701.9506 | 701.9512 | 701.9514 | 1350.12 | 1350.1202 | 1350.1202 | 1350.1202 | 1350.1202 | 1350.1202 | 1350.1202 | 1350.1201 | 1757.0808 | 1757.0809 | 1947.3397 | 1947.3395
QLD1 | Pumped Hydro pump | 490 | 490 | 490 | 490.0012 | 490.0021 | 490.0021 | 490.0021 | 490.0025 | 490.0025 | 490.0025 | 490.0025 | 490.0025 | 490.0025 | 490.003 | 490.0224 | 600.8089 | 857.5537 | 857.5537 | 857.5537 | 857.5538 | 1289.119 | 1845.3302 | 1845.3302 | 2311.1711 | 2311.1714
QLD1 | VPP pump | 6.3 | 9 | 13.6 | 20 | 28.6 | 39.9 | 51.8 | 66.1 | 86.2 | 109.4 | 142.4 | 168.9 | 199.7 | 230.4 | 262.6 | 295.5 | 329.5 | 363 | 395.9 | 429.3 | 463.8 | 499.9 | 537.3 | 565.4 | 594.4
Region | Technology | 2021-22 | 2022-23 | 2023-24 | 2024-25 | 2025-26 | 2026-27 | 2027-28 | 2028-29 | 2029-30 | 2030-31 | 2031-32 | 2032-33 | 2033-34 | 2034-35 | 2035-36 | 2036-37 | 2037-38 | 2038-39 | 2039-40 | 2040-41 | 2041-42 | 2042-43 | 2043-44 | 2044-45 | 2045-46
VIC1 | LS Battery pump | 75.331 | 375.331 | 375.331 | 375.331 | 375.331 | 375.3318 | 375.3325 | 375.3326 | 375.3326 | 375.343 | 375.3431 | 375.3631 | 320.0331 | 320.0331 | 320.0331 | 320.0331 | 320.0331 | 320.0331 | 504.9578 | 504.9578 | 504.9568 | 204.9577 | 204.9577 | 204.9585 | 204.9588
VIC1 | Pumped Hydro pump | 0 | 0 | 0 | 0.0012197 | 0.0012976 | 0.0016639 | 0.001695 | 0.0017301 | 0.0018801 | 0.0019352 | 0.001943 | 0.0026403 | 0.0026896 | 0.0031061 | 0.0062764 | 0.0062915 | 0.0063688 | 0.0064083 | 111.8694 | 111.8694 | 111.8696 | 409.9872 | 479.0609 | 687.8312 | 687.8313
VIC1 | VPP pump | 8 | 12.2 | 18 | 25.9 | 37.3 | 53 | 71.6 | 94.1 | 129.8 | 159.4 | 205.5 | 243.6 | 283.2 | 321.7 | 361.6 | 401.7 | 443.3 | 486.7 | 530.8 | 575.4 | 621.9 | 669.9 | 718 | 754.9 | 792.9
Region | Technology | 2021-22 | 2022-23 | 2023-24 | 2024-25 | 2025-26 | 2026-27 | 2027-28 | 2028-29 | 2029-30 | 2030-31 | 2031-32 | 2032-33 | 2033-34 | 2034-35 | 2035-36 | 2036-37 | 2037-38 | 2038-39 | 2039-40 | 2040-41 | 2041-42 | 2042-43 | 2043-44 | 2044-45 | 2045-46
SA1 | LS Battery pump | 165.001 | 165.001 | 165.001 | 165.001 | 165.001 | 165.0016 | 165.0024 | 165.0028 | 165.0028 | 135.0165 | 135.0165 | 518.568 | 518.568 | 594.8977 | 787.1028 | 787.1028 | 787.1031 | 787.1031 | 787.1031 | 802.1561 | 802.1552 | 1048.2733 | 1048.2735 | 1491.3995 | 1481.4015
SA1 | Pumped Hydro pump | 0 | 0 | 0 | 0.00075198 | 0.00082628 | 0.00090626 | 0.00097311 | 0.0010358 | 0.0011327 | 0.001184 | 0.0011969 | 0.0014692 | 0.0015275 | 0.0016838 | 0.0025265 | 0.0025433 | 0.0034827 | 0.0035006 | 0.0035882 | 0.0051482 | 0.0052858 | 0.0053506 | 0.0059881 | 0.0068043 | 0.006839
SA1 | VPP pump | 7.4 | 12.6 | 16.4 | 20.8 | 25.9 | 32.5 | 40.1 | 48.9 | 60.9 | 70.6 | 87.1 | 97.4 | 109.5 | 121.7 | 134.3 | 146.7 | 158.1 | 169.2 | 180.3 | 191.2 | 202.4 | 214.6 | 227 | 236.7 | 246.5
Region | Technology | 2021-22 | 2022-23 | 2023-24 | 2024-25 | 2025-26 | 2026-27 | 2027-28 | 2028-29 | 2029-30 | 2030-31 | 2031-32 | 2032-33 | 2033-34 | 2034-35 | 2035-36 | 2036-37 | 2037-38 | 2038-39 | 2039-40 | 2040-41 | 2041-42 | 2042-43 | 2043-44 | 2044-45 | 2045-46
TAS1 | LS Battery pump | 0.00082047 | 0.00082564 | 0.00082568 | 0.00082571 | 0.00082749 | 0.0012701 | 0.0017187 | 0.0019444 | 0.0019447 | 0.0045753 | 0.0052933 | 0.0053524 | 0.0056304 | 0.0058974 | 0.0059021 | 0.0059027 | 0.0061686 | 0.0061767 | 0.0070942 | 0.0071271 | 0.0095086 | 0.00955 | 0.012726 | 0.012814 | 0.012944
TAS1 | Pumped Hydro pump | 0 | 0 | 0 | 0.0012426 | 0.0013647 | 0.001446 | 0.0015226 | 0.0016348 | 0.0017081 | 0.0017705 | 0.0020079 | 0.0020325 | 0.0021042 | 0.0023319 | 0.0025286 | 0.0044655 | 0.0071442 | 0.0073773 | 0.008535 | 0.0085647 | 0.019659 | 0.019687 | 0.019721 | 0.01974 | 0.01976
TAS1 | VPP pump | 1 | 1.4 | 2 | 3 | 4.2 | 5.9 | 7.7 | 9.9 | 12.5 | 14.8 | 18.2 | 20.7 | 23.6 | 26.5 | 29.5 | 32.5 | 35.5 | 38.4 | 41.1 | 43.9 | 46.7 | 49.6 | 52.6 | 54.9 | 57.3
Non-controllable capacity
Region | Technology | 2021-22 | 2022-23 | 2023-24 | 2024-25 | 2025-26 | 2026-27 | 2027-28 | 2028-29 | 2029-30 | 2030-31 | 2031-32 | 2032-33 | 2033-34 | 2034-35 | 2035-36 | 2036-37 | 2037-38 | 2038-39 | 2039-40 | 2040-41 | 2041-42 | 2042-43 | 2043-44 | 2044-45 | 2045-46
NEM | Distributed PV | 13006.6816 | 14224.8793 | 15292.6597 | 16381.08 | 17541.1039 | 18602.7396 | 19662.109 | 20484.5333 | 21073.2891 | 21631.3939 | 22277.9233 | 22963.9355 | 23877.2681 | 24756.3326 | 25651.8938 | 26434.6049 | 27315.8112 | 27968.2455 | 28626.6323 | 29309.9993 | 29924.0701 | 30587.1517 | 31477.3626 | 32428.9211 | 33385.5767
NEM | Behind the meter battery | 544.7 | 647.3 | 764.3 | 905.6 | 1081.3 | 1289.9 | 1455.7 | 1635.5 | 1925.3 | 2247 | 2756.7 | 3073.8 | 3416.8 | 3717.5 | 4007.2 | 4270.9 | 4520.2 | 4758.3 | 4983.6 | 5202 | 5423.5 | 5651.2 | 5870.5 | 5983.1 | 6093.9
NEM | Behind the meter battery pump | 544.7 | 647.3 | 764.3 | 905.6 | 1081.3 | 1289.9 | 1455.7 | 1635.5 | 1925.3 | 2247 | 2756.7 | 3073.8 | 3416.8 | 3717.5 | 4007.2 | 4270.9 | 4520.2 | 4758.3 | 4983.6 | 5202 | 5423.5 | 5651.2 | 5870.5 | 5983.1 | 6093.9
Region | Technology | 2021-22 | 2022-23 | 2023-24 | 2024-25 | 2025-26 | 2026-27 | 2027-28 | 2028-29 | 2029-30 | 2030-31 | 2031-32 | 2032-33 | 2033-34 | 2034-35 | 2035-36 | 2036-37 | 2037-38 | 2038-39 | 2039-40 | 2040-41 | 2041-42 | 2042-43 | 2043-44 | 2044-45 | 2045-46
NSW1 | Distributed PV | 3737.71 | 4047.0973 | 4276.3001 | 4511.1259 | 4815.3819 | 5044.3134 | 5278.3344 | 5484.2825 | 5684.0848 | 5871.6788 | 6088.9363 | 6310.1308 | 6601.7029 | 6885.3972 | 7196.653 | 7481.6761 | 7799.199 | 8038.414 | 8273.808 | 8514.182 | 8722.285 | 8966.212 | 9285.247 | 9619.888 | 9953.065
NSW1 | Behind the meter battery | 206.2 | 230.6 | 279.9 | 339.5 | 412.8 | 493.9 | 545.8 | 606.1 | 706.2 | 814.1 | 985.7 | 1082.6 | 1195.3 | 1293.4 | 1388.4 | 1472.6 | 1550.5 | 1624.8 | 1693.8 | 1760.5 | 1829.4 | 1900.5 | 1969.8 | 2006.5 | 2042.7
NSW1 | Behind the meter battery pump | 206.2 | 230.6 | 279.9 | 339.5 | 412.8 | 493.9 | 545.8 | 606.1 | 706.2 | 814.1 | 985.7 | 1082.6 | 1195.3 | 1293.4 | 1388.4 | 1472.6 | 1550.5 | 1624.8 | 1693.8 | 1760.5 | 1829.4 | 1900.5 | 1969.8 | 2006.5 | 2042.7
Region | Technology | 2021-22 | 2022-23 | 2023-24 | 2024-25 | 2025-26 | 2026-27 | 2027-28 | 2028-29 | 2029-30 | 2030-31 | 2031-32 | 2032-33 | 2033-34 | 2034-35 | 2035-36 | 2036-37 | 2037-38 | 2038-39 | 2039-40 | 2040-41 | 2041-42 | 2042-43 | 2043-44 | 2044-45 | 2045-46
QLD1 | Distributed PV | 3916.3055 | 4142.5533 | 4336.6096 | 4528.467 | 4727.6109 | 4909.4651 | 5088.6727 | 5253.6438 | 5431.4723 | 5610.0035 | 5810.8233 | 6019.4887 | 6302.7185 | 6567.2089 | 6810.6756 | 7014.3021 | 7245.4789 | 7413.5797 | 7586.3037 | 7773.209 | 7946.469 | 8130.867 | 8361.919 | 8609.57 | 8858.235
QLD1 | Behind the meter battery | 92.7 | 104.9 | 129.2 | 159.1 | 194.9 | 236.7 | 269 | 303 | 354 | 433.7 | 547.4 | 624.5 | 711.1 | 789.4 | 864.8 | 936.1 | 1004.8 | 1069.3 | 1129.7 | 1188.8 | 1247.3 | 1307 | 1365.4 | 1395.4 | 1425
QLD1 | Behind the meter battery pump | 92.7 | 104.9 | 129.2 | 159.1 | 194.9 | 236.7 | 269 | 303 | 354 | 433.7 | 547.4 | 624.5 | 711.1 | 789.4 | 864.8 | 936.1 | 1004.8 | 1069.3 | 1129.7 | 1188.8 | 1247.3 | 1307 | 1365.4 | 1395.4 | 1425
Region | Technology | 2021-22 | 2022-23 | 2023-24 | 2024-25 | 2025-26 | 2026-27 | 2027-28 | 2028-29 | 2029-30 | 2030-31 | 2031-32 | 2032-33 | 2033-34 | 2034-35 | 2035-36 | 2036-37 | 2037-38 | 2038-39 | 2039-40 | 2040-41 | 2041-42 | 2042-43 | 2043-44 | 2044-45 | 2045-46
VIC1 | Distributed PV | 3384.7909 | 3958.6095 | 4519.9081 | 5093.676 | 5662.8488 | 6230.9394 | 6797.0103 | 7165.1328 | 7320.8548 | 7460.8992 | 7628.0635 | 7808.5126 | 8055.4054 | 8292.8815 | 8553.5923 | 8775.0682 | 9031.877 | 9223.52 | 9419.17 | 9606.599 | 9787.397 | 9964.417 | 10222.967 | 10497.96 | 10788.715
VIC1 | Behind the meter battery | 119.3 | 144.5 | 174.6 | 210.9 | 260.8 | 322.4 | 382 | 445 | 550.8 | 649.2 | 807.8 | 920.5 | 1028.7 | 1122.2 | 1211.6 | 1293.1 | 1372.3 | 1450.8 | 1527 | 1601 | 1676.6 | 1752.8 | 1824.8 | 1861.6 | 1898
VIC1 | Behind the meter battery pump | 119.3 | 144.5 | 174.6 | 210.9 | 260.8 | 322.4 | 382 | 445 | 550.8 | 649.2 | 807.8 | 920.5 | 1028.7 | 1122.2 | 1211.6 | 1293.1 | 1372.3 | 1450.8 | 1527 | 1601 | 1676.6 | 1752.8 | 1824.8 | 1861.6 | 1898
Region | Technology | 2021-22 | 2022-23 | 2023-24 | 2024-25 | 2025-26 | 2026-27 | 2027-28 | 2028-29 | 2029-30 | 2030-31 | 2031-32 | 2032-33 | 2033-34 | 2034-35 | 2035-36 | 2036-37 | 2037-38 | 2038-39 | 2039-40 | 2040-41 | 2041-42 | 2042-43 | 2043-44 | 2044-45 | 2045-46
SA1 | Distributed PV | 1769.3742 | 1860.4858 | 1931.5703 | 2006.2437 | 2079.5262 | 2145.1152 | 2213.1578 | 2286.6977 | 2331.4307 | 2373.5904 | 2422.0252 | 2480.1326 | 2554.8206 | 2631.6817 | 2692.8515 | 2748.4629 | 2801.3578 | 2839.9127 | 2879.8269 | 2931.2378 | 2971.4767 | 3015.2011 | 3078.5993 | 3152.1736 | 3216.4719
SA1 | Behind the meter battery | 111.8 | 150.7 | 160.9 | 172.1 | 183.3 | 200.8 | 217.2 | 234.2 | 260.6 | 289.5 | 343.7 | 367.6 | 395.9 | 420.5 | 444.3 | 465.4 | 483.5 | 499.7 | 515.1 | 529.6 | 544.1 | 560.6 | 576.1 | 583.3 | 590.2
SA1 | Behind the meter battery pump | 111.8 | 150.7 | 160.9 | 172.1 | 183.3 | 200.8 | 217.2 | 234.2 | 260.6 | 289.5 | 343.7 | 367.6 | 395.9 | 420.5 | 444.3 | 465.4 | 483.5 | 499.7 | 515.1 | 529.6 | 544.1 | 560.6 | 576.1 | 583.3 | 590.2
Region | Technology | 2021-22 | 2022-23 | 2023-24 | 2024-25 | 2025-26 | 2026-27 | 2027-28 | 2028-29 | 2029-30 | 2030-31 | 2031-32 | 2032-33 | 2033-34 | 2034-35 | 2035-36 | 2036-37 | 2037-38 | 2038-39 | 2039-40 | 2040-41 | 2041-42 | 2042-43 | 2043-44 | 2044-45 | 2045-46
TAS1 | Distributed PV | 198.501 | 216.1334 | 228.2716 | 241.5674 | 255.7361 | 272.9065 | 284.9338 | 294.7765 | 305.4465 | 315.222 | 328.075 | 345.6708 | 362.6207 | 379.1633 | 398.1214 | 415.0956 | 437.8985 | 452.8191 | 467.5238 | 484.7715 | 496.4424 | 510.4546 | 528.6303 | 549.3295 | 569.0898
TAS1 | Behind the meter battery | 14.7 | 16.6 | 19.7 | 24 | 29.5 | 36.1 | 41.7 | 47.2 | 53.7 | 60.5 | 72.1 | 78.6 | 85.8 | 92 | 98.1 | 103.7 | 109.1 | 113.7 | 118 | 122.1 | 126.1 | 130.3 | 134.4 | 136.3 | 138
TAS1 | Behind the meter battery pump | 14.7 | 16.6 | 19.7 | 24 | 29.5 | 36.1 | 41.7 | 47.2 | 53.7 | 60.5 | 72.1 | 78.6 | 85.8 | 92 | 98.1 | 103.7 | 109.1 | 113.7 | 118 | 122.1 | 126.1 | 130.3 | 134.4 | 136.3 | 138

## BaseCase_VOM Cost
VOM cost by technology ($000s) - Base Case, Central Scenario
VOM | Real June 2019 dollars discounted to June 2021
Explicitly modelled generation
Region | Technology | 2021-22 | 2022-23 | 2023-24 | 2024-25 | 2025-26 | 2026-27 | 2027-28 | 2028-29 | 2029-30 | 2030-31 | 2031-32 | 2032-33 | 2033-34 | 2034-35 | 2035-36 | 2036-37 | 2037-38 | 2038-39 | 2039-40 | 2040-41 | 2041-42 | 2042-43 | 2043-44 | 2044-45 | 2045-46
NEM | Black Coal | 390938.886 | 318557.7782 | 309372.2045 | 297916.7663 | 265403.3749 | 227946.218 | 204076.4777 | 193091.9706 | 158181.5329 | 143946.8644 | 120827.547 | 128206.8766 | 129792.2414 | 118176.5609 | 82640.7488 | 70933.2426 | 55833.8137 | 52491.3023 | 49184.9031 | 42741.0365 | 41157.2294 | 24186.1235 | 19361.3521 | 14662.7675 | 11778.4017
NEM | Brown Coal | 120505.761 | 99645.479 | 103170.6195 | 79935.7814 | 70578.6727 | 64470.8211 | 55951.2777 | 55045.628 | 48213.7 | 48634.6695 | 46162.897 | 44947.719 | 44149.3 | 40867.5355 | 37463.5535 | 36450.8255 | 33344.111 | 30749.9455 | 28894.661 | 29181.153 | 25842.9622 | 25302.4735 | 22559.3728 | 21598.615 | 21075.5598
NEM | CCGT | 17308.6021 | 15651.8747 | 11611.0442 | 10974.0936 | 10372.783 | 9789.3412 | 9322.5127 | 8867.2294 | 8227.1099 | 7780.1678 | 7329.2996 | 6933.1375 | 6558.4894 | 7406.9571 | 15980.971 | 10318.9494 | 12992.5348 | 13444.3071 | 12983.953 | 11120.9476 | 10952.8882 | 13039.4772 | 8722.8094 | 6410.4887 | 3159.2361
NEM | Gas - Steam | 1601.7899 | 1481.9404 | 1466.6876 | 171.5986 | 167.9265 | 186.1804 | 183.817 | 185.5886 | 183.0794 | 158.4314 | 123.967 | 112.7927 | 104.5821 | 152.552 | 96.7216 | 41.8153 | 122.3563 | 119.7039 | 0 | 0 | 0 | 0 | 0 | 0 | 0
NEM | OCGT / Diesel | 543.2294 | 485.4009 | 998.4428 | 193.7504 | 419.7155 | 728.406 | 568.2511 | 632.7763 | 596.6328 | 474.2333 | 231.0232 | 452.6171 | 226.3285 | 461.2758 | 1963.3346 | 1800.1979 | 5122.926 | 4165.3701 | 6730.9751 | 7925.8939 | 6418.0334 | 12381.1014 | 16655.9302 | 12200.0184 | 11635.7936
NEM | Hydro | 87693.2149 | 106822.529 | 82418.6347 | 86521.7619 | 92429.7908 | 81974.896 | 78191.0163 | 85128.9414 | 69976.0241 | 55859.4547 | 66286.7332 | 50955.6111 | 51793.1902 | 54994.0152 | 49251.3409 | 45227.7035 | 48306.6988 | 39591.4812 | 31465.6892 | 37633.3368 | 28528.6875 | 28927.8318 | 30757.1357 | 26847.3768 | 25289.7084
NEM | Wind | 72265.6714 | 84212.5845 | 74874.3289 | 76993.6013 | 79642.0206 | 81970.0603 | 83674.8253 | 84320.3641 | 77992.366 | 75426.7531 | 74568.1589 | 67334.4264 | 61115.333 | 63457.8801 | 74024.9219 | 79341.0937 | 91672.8799 | 87228.4043 | 83153.4117 | 76691.802 | 75129.2571 | 70488.6798 | 72239.4747 | 70315.4089 | 69326.5444
NEM | Solar PV | 13.2115 | 18.9482 | 18.7399 | 17.5118 | 17.8612 | 19.5893 | 20.1392 | 16.8654 | 25.3748 | 25.5876 | 25.0527 | 23.4345 | 21.4982 | 19.7965 | 20.1269 | 18.9645 | 16.2007 | 16.0249 | 16.0238 | 15.5544 | 16.0354 | 18.421 | 16.9572 | 16.8849 | 16.0174
NEM | LS Battery | 0.19479 | 0.24462 | 0.25434 | 0.22573 | 0.22367 | 0.22176 | 0.20798 | 0.39817 | 0.37458 | 2.6967 | 3.3196 | 4.8463 | 4.5463 | 5.0973 | 5.4771 | 5.1734 | 4.734 | 4.4375 | 4.395 | 4.1085 | 4.8099 | 4.9845 | 4.5843 | 4.8812 | 4.6168
NEM | Pumped Hydro | 643.0202 | 927.4899 | 1787.3293 | 1911.845 | 8144.2254 | 13066.5539 | 13940.3729 | 11807.5297 | 14017.206 | 14568.5807 | 11474.2564 | 14044.2096 | 11553.5037 | 11716.9436 | 14930.1338 | 10839.8006 | 10629.4475 | 9055.9228 | 9807.5078 | 8757.0697 | 8964.6396 | 8395.2625 | 8057.2644 | 8153.4191 | 7379.0504
NEM | VPP | 0 | 0 | 0 | 0 | 0 | 0 | 0 | 0 | 0 | 0 | 0 | 0 | 0 | 0 | 0 | 0 | 0 | 0 | 0 | 0 | 0 | 0 | 0 | 0 | 0
Total excluding storage |  | 690870.3663 | 626876.5349 | 583930.702 | 552724.8652 | 519032.1451 | 467085.5124 | 431988.3169 | 427289.3637 | 363395.8199 | 332306.1617 | 315554.6787 | 298966.6149 | 293760.9629 | 285536.5732 | 261441.7192 | 244132.7924 | 247411.5212 | 227806.5393 | 212429.6169 | 205309.7241 | 188045.0932 | 174344.1081 | 170313.0322 | 152051.5602 | 142281.2614
Region | Technology | 2021-22 | 2022-23 | 2023-24 | 2024-25 | 2025-26 | 2026-27 | 2027-28 | 2028-29 | 2029-30 | 2030-31 | 2031-32 | 2032-33 | 2033-34 | 2034-35 | 2035-36 | 2036-37 | 2037-38 | 2038-39 | 2039-40 | 2040-41 | 2041-42 | 2042-43 | 2043-44 | 2044-45 | 2045-46
NSW1 | Black Coal | 195012.062 | 154499.95 | 143073.661 | 140083.7855 | 131320.5525 | 109775.8965 | 102654.0689 | 94679.7265 | 68448.912 | 62350.222 | 47268.0834 | 50390.5485 | 54024.999 | 47707.6625 | 16809.632 | 16001.316 | 15101.885 | 14271.715 | 13485.6155 | 10667.552 | 12021.3705 | 0 | 0 | 0 | 0
NSW1 | Brown Coal | 0 | 0 | 0 | 0 | 0 | 0 | 0 | 0 | 0 | 0 | 0 | 0 | 0 | 0 | 0 | 0 | 0 | 0 | 0 | 0 | 0 | 0 | 0 | 0 | 0
NSW1 | CCGT | 159.8598 | 225.8227 | 214.0944 | 385.8045 | 365.8676 | 343.7024 | 324.8577 | 308.8963 | 290.6328 | 274.5164 | 255.3221 | 245.4837 | 234.2341 | 436.2513 | 3345.3307 | 2026.2567 | 3902.4533 | 4051.8658 | 4723.7555 | 3706.5184 | 3599.5263 | 4614.7311 | 803.4643 | 0.031776 | 0.030052
NSW1 | Gas - Steam | 0 | 0 | 0 | 0 | 0 | 0 | 0 | 0 | 0 | 0 | 0 | 0 | 0 | 0 | 0 | 0 | 0 | 0 | 0 | 0 | 0 | 0 | 0 | 0 | 0
NSW1 | OCGT / Diesel | 0.016118 | 0.014347 | 36.2115 | 1.1371 | 35.2954 | 26.9739 | 23.0025 | 27.5083 | 22.2211 | 32.5727 | 29.7329 | 51.38 | 31.1658 | 1.681 | 581.6853 | 896.0142 | 1589.3069 | 1387.3842 | 2329.149 | 3002.9068 | 1903.7333 | 5696.4868 | 8125.3445 | 6321.5012 | 6365.0626
NSW1 | Hydro | 13467.9008 | 13739.082 | 12550.167 | 16159.0273 | 16723.0087 | 16089.2531 | 15663.6624 | 18036.2447 | 14377.6081 | 12421.1835 | 11113.5429 | 10311.4613 | 10733.1492 | 10765.6331 | 10578.166 | 8961.0512 | 10291.6242 | 8201.0985 | 7009.2032 | 6559.3987 | 5659.9934 | 6304.7788 | 6107.6913 | 5546.9019 | 5191.7208
NSW1 | Wind | 15906.7751 | 18960.5462 | 20472.1709 | 24604.8552 | 25361.2871 | 25669.6087 | 23913.6294 | 26203.7777 | 23952.4598 | 24240.5692 | 23235.2976 | 22285.3641 | 20648.3077 | 21435.7344 | 27119.3165 | 25195.3309 | 25732.4479 | 21427.7897 | 21525.806 | 19505.8361 | 24104.471 | 22299.2346 | 22325.7174 | 21777.2499 | 20590.0774
NSW1 | Solar PV | 4.5118 | 8.4724 | 8.7388 | 8.4603 | 9.5642 | 11.347 | 12.3694 | 10.4584 | 17.8201 | 18.2013 | 17.7352 | 16.5453 | 15.2259 | 13.972 | 14.2857 | 13.5484 | 11.3722 | 11.01 | 11.0673 | 10.7012 | 10.647 | 11.2324 | 10.2497 | 10.4478 | 9.9128
NSW1 | LS Battery | 2.9903e-05 | 3.0543e-05 | 3.0011e-05 | 2.8191e-05 | 3.9018e-05 | 4.7568e-05 | 5.372e-05 | 5.8338e-05 | 5.6514e-05 | 2.3465 | 2.2069 | 3.2361 | 3.0534 | 2.8192 | 3.1075 | 2.9284 | 2.6748 | 2.4983 | 2.4162 | 2.2456 | 3.0284 | 2.8563 | 2.6155 | 2.5878 | 2.4463
NSW1 | Pumped Hydro | 51.0392 | 339.085 | 518.0438 | 686.9003 | 6310.9508 | 10688.1613 | 11338.914 | 9853.0569 | 11681.4328 | 12195.3872 | 9843.5886 | 11810.5988 | 9469.2772 | 9953.5118 | 12699.2815 | 8924.207 | 9161.3853 | 7652.3903 | 8324.3566 | 7556.8203 | 7812.6367 | 7226.2082 | 7171.4811 | 7307.7312 | 6620.4311
NSW1 | VPP | 0 | 0 | 0 | 0 | 0 | 0 | 0 | 0 | 0 | 0 | 0 | 0 | 0 | 0 | 0 | 0 | 0 | 0 | 0 | 0 | 0 | 0 | 0 | 0 | 0
Total excluding storage |  | 224551.1255 | 187433.8876 | 176355.0436 | 181243.0698 | 173815.5755 | 151916.7816 | 142591.5904 | 139266.6119 | 107109.654 | 99337.2651 | 81919.7143 | 83300.7829 | 85687.0817 | 80360.9343 | 58448.4162 | 53093.5175 | 56629.0895 | 49350.8632 | 49084.5965 | 43452.9132 | 47299.7416 | 38926.4637 | 37372.4673 | 33656.1325 | 32156.8038
Region | Technology | 2021-22 | 2022-23 | 2023-24 | 2024-25 | 2025-26 | 2026-27 | 2027-28 | 2028-29 | 2029-30 | 2030-31 | 2031-32 | 2032-33 | 2033-34 | 2034-35 | 2035-36 | 2036-37 | 2037-38 | 2038-39 | 2039-40 | 2040-41 | 2041-42 | 2042-43 | 2043-44 | 2044-45 | 2045-46
QLD1 | Black Coal | 195926.824 | 164057.8282 | 166298.5435 | 157832.9808 | 134082.8224 | 118170.3215 | 101422.4088 | 98412.2441 | 89732.6209 | 81596.6424 | 73559.4636 | 77816.3281 | 75767.2424 | 70468.8984 | 65831.1168 | 54931.9266 | 40731.9287 | 38219.5873 | 35699.2876 | 32073.4845 | 29135.8589 | 24186.1235 | 19361.3521 | 14662.7675 | 11778.4017
QLD1 | Brown Coal | 0 | 0 | 0 | 0 | 0 | 0 | 0 | 0 | 0 | 0 | 0 | 0 | 0 | 0 | 0 | 0 | 0 | 0 | 0 | 0 | 0 | 0 | 0 | 0 | 0
QLD1 | CCGT | 8149.8966 | 7870.8859 | 7429.9762 | 7808.6761 | 7394.8585 | 6981.6058 | 6675.0267 | 6351.2322 | 5865.8606 | 5542.2838 | 5228.4815 | 4937.8264 | 4666.0015 | 4619.8615 | 9257.7369 | 6908.7776 | 9090.0441 | 9392.4044 | 8260.1549 | 7414.3918 | 7353.321 | 8424.7019 | 7919.2988 | 6410.4148 | 3159.1662
QLD1 | Gas - Steam | 0 | 0 | 0 | 0 | 0 | 0 | 0 | 0 | 0 | 0 | 0 | 0 | 0 | 0 | 0 | 0 | 0 | 0 | 0 | 0 | 0 | 0 | 0 | 0 | 0
QLD1 | OCGT / Diesel | 7.0021 | 0.018475 | 23.2084 | 57.1027 | 161.3352 | 99.4135 | 43.6943 | 152.007 | 33.9029 | 44.5426 | 35.7372 | 103.3501 | 24.4335 | 26.6444 | 265.9785 | 428.4077 | 1294.9051 | 894.772 | 1460.3697 | 1943.9939 | 1358.5162 | 3714.2667 | 3525.0087 | 3436.5411 | 3805.2577
QLD1 | Hydro | 4828.7512 | 4533.9373 | 4284.4393 | 4012.131 | 3770.351 | 3545.3489 | 3348.183 | 3119.5965 | 2945.5465 | 2771.3779 | 2617.0589 | 2449.736 | 2303.0712 | 2163.321 | 2040.0065 | 1905.8473 | 677.5891 | 638.2291 | 601.1756 | 561.8338 | 530.8731 | 0 | 0 | 0 | 0
QLD1 | Wind | 5574.3008 | 8927.6568 | 8349.9391 | 7200.5406 | 10755.7727 | 13715.8355 | 19533.9598 | 23427.3721 | 21452.6784 | 20870.6947 | 19101.4928 | 17591.6095 | 14832.3463 | 16950.2973 | 18859.8179 | 24256.274 | 37747.5529 | 35329.1975 | 33774.1046 | 28784.8388 | 26785.6693 | 23346.226 | 26255.1602 | 25448.9517 | 27221.617
QLD1 | Solar PV | 5.0716 | 6.9104 | 6.5708 | 5.9327 | 5.4792 | 5.5019 | 5.1661 | 4.0915 | 5.3235 | 5.2562 | 5.2596 | 4.8939 | 4.4674 | 4.1622 | 4.1993 | 3.8182 | 3.4165 | 3.5583 | 3.5046 | 3.4415 | 3.2324 | 4.7453 | 4.2906 | 4.2126 | 3.9716
QLD1 | LS Battery | 0.0011997 | 0.019177 | 0.021378 | 0.021587 | 0.022648 | 0.021561 | 0.021096 | 0.2359 | 0.22532 | 0.2119 | 0.97872 | 0.95974 | 0.90379 | 1.6144 | 1.5323 | 1.4442 | 1.3225 | 1.2604 | 1.1954 | 1.1234 | 1.0682 | 1.3116 | 1.2159 | 1.2866 | 1.2088
QLD1 | Pumped Hydro | 591.981 | 588.4049 | 1269.2855 | 1224.9446 | 1833.2745 | 2378.3925 | 2601.4588 | 1954.4728 | 2335.7732 | 2373.1935 | 1630.6678 | 2233.6108 | 2084.2264 | 1763.4318 | 2230.8523 | 1915.5936 | 1468.0621 | 1403.5324 | 1482.9338 | 1200.03 | 1151.7918 | 1168.3735 | 885.052 | 844.6816 | 757.6554
QLD1 | VPP | 0 | 0 | 0 | 0 | 0 | 0 | 0 | 0 | 0 | 0 | 0 | 0 | 0 | 0 | 0 | 0 | 0 | 0 | 0 | 0 | 0 | 0 | 0 | 0 | 0
Total excluding storage |  | 214491.8462 | 185397.237 | 186392.6773 | 176917.3639 | 156170.6189 | 142518.0271 | 131028.4387 | 131466.5433 | 120035.9328 | 110830.7976 | 100547.4937 | 102903.744 | 97597.5623 | 94233.1847 | 96258.856 | 88435.0513 | 89545.4364 | 84477.7486 | 79798.5969 | 70781.9843 | 65167.4709 | 59676.0634 | 57065.1104 | 49962.8877 | 45968.4142
Region | Technology | 2021-22 | 2022-23 | 2023-24 | 2024-25 | 2025-26 | 2026-27 | 2027-28 | 2028-29 | 2029-30 | 2030-31 | 2031-32 | 2032-33 | 2033-34 | 2034-35 | 2035-36 | 2036-37 | 2037-38 | 2038-39 | 2039-40 | 2040-41 | 2041-42 | 2042-43 | 2043-44 | 2044-45 | 2045-46
VIC1 | Black Coal | 0 | 0 | 0 | 0 | 0 | 0 | 0 | 0 | 0 | 0 | 0 | 0 | 0 | 0 | 0 | 0 | 0 | 0 | 0 | 0 | 0 | 0 | 0 | 0 | 0
VIC1 | Brown Coal | 120505.761 | 99645.479 | 103170.6195 | 79935.7814 | 70578.6727 | 64470.8211 | 55951.2777 | 55045.628 | 48213.7 | 48634.6695 | 46162.897 | 44947.719 | 44149.3 | 40867.5355 | 37463.5535 | 36450.8255 | 33344.111 | 30749.9455 | 28894.661 | 29181.153 | 25842.9622 | 25302.4735 | 22559.3728 | 21598.615 | 21075.5598
VIC1 | CCGT | 0 | 0.0090266 | 0.0089012 | 0.0091705 | 0.0087179 | 0.0084794 | 0.0081945 | 0.0079925 | 0.0078409 | 0.0074434 | 0.0069886 | 0.0082405 | 0.0085895 | 0.0094104 | 0.011837 | 0.010955 | 0.013334 | 0.013079 | 0.017832 | 0.015549 | 0.015657 | 0.018371 | 0.019435 | 0.01747 | 0.016561
VIC1 | Gas - Steam | 35.1251 | 28.6342 | 34.2355 | 16.5842 | 22.156 | 49.0813 | 54.0293 | 61.2663 | 67.9759 | 48.8173 | 20.4147 | 15.7287 | 11.89 | 65.8953 | 96.7216 | 41.8153 | 122.3563 | 119.7039 | 0 | 0 | 0 | 0 | 0 | 0 | 0
VIC1 | OCGT / Diesel | 78.3684 | 200.2274 | 121.1762 | 80.7838 | 100.9918 | 223.4367 | 142.7211 | 76.934 | 133.351 | 82.7038 | 75.196 | 76.1342 | 33.2133 | 33.0942 | 429.6014 | 127.2882 | 556.7411 | 183.9047 | 647.0443 | 827.2867 | 928.3238 | 699.0849 | 2065.1286 | 1328.1029 | 783.7296
VIC1 | Hydro | 20059.6935 | 18321.9158 | 16191.1253 | 18841.6291 | 18282.8283 | 16290.0022 | 15438.2559 | 18426.3133 | 14326.6188 | 11675.7796 | 10928.958 | 9346.2832 | 10870.5986 | 10529.0325 | 9451.4686 | 8858.0622 | 10587.6044 | 8289.3459 | 6730.7452 | 6301.1668 | 5402.5664 | 6270.4789 | 6066.3436 | 5438.7148 | 5125.2223
VIC1 | Wind | 29779.7683 | 34058.323 | 27331.3108 | 26875.6418 | 26353.6684 | 25402.5782 | 23954.1426 | 20523.9505 | 19761.5834 | 18380.3285 | 19782.4348 | 16323.1146 | 15616.5081 | 15481.2889 | 15465.4432 | 14924.2962 | 13014.7889 | 14115.8572 | 13114.8315 | 13198.247 | 11745.044 | 12931.9952 | 12531.5288 | 12004.0127 | 11249.2823
VIC1 | Solar PV | 2.6321 | 2.4737 | 2.3955 | 2.1816 | 1.9541 | 1.9195 | 1.8171 | 1.6112 | 1.5491 | 1.483 | 1.4247 | 1.3927 | 1.2611 | 1.1516 | 1.1491 | 1.1151 | 0.98142 | 0.98586 | 1.0004 | 0.94043 | 1.1669 | 1.5552 | 1.5509 | 1.4654 | 1.3926
VIC1 | LS Battery | 0.11714 | 0.15857 | 0.15865 | 0.14539 | 0.14357 | 0.1428 | 0.13286 | 0.11477 | 0.10444 | 0.098362 | 0.096082 | 0.093097 | 0.068758 | 0.065581 | 0.062113 | 0.058052 | 0.052676 | 0.047759 | 0.19438 | 0.18687 | 0.1601 | 0.13283 | 0.12206 | 0.12205 | 0.11614
VIC1 | Pumped Hydro | 0 | 0 | 0 | 7.3363e-06 | 7.4616e-06 | 9.0933e-06 | 8.7921e-06 | 8.2943e-06 | 8.5481e-06 | 8.3228e-06 | 8.0724e-06 | 9.935e-06 | 9.317e-06 | 1.0111e-05 | 1.8317e-05 | 1.7302e-05 | 1.6032e-05 | 1.5196e-05 | 0.21737 | 0.21938 | 0.21101 | 0.68074 | 0.73122 | 1.0062 | 0.96395
VIC1 | VPP | 0 | 0 | 0 | 0 | 0 | 0 | 0 | 0 | 0 | 0 | 0 | 0 | 0 | 0 | 0 | 0 | 0 | 0 | 0 | 0 | 0 | 0 | 0 | 0 | 0
Total excluding storage |  | 170461.3483 | 152257.0621 | 146850.8717 | 125752.611 | 115340.28 | 106437.8474 | 95542.2519 | 94135.7113 | 82504.786 | 78823.7891 | 76971.3322 | 70710.3808 | 70682.7797 | 66978.0073 | 62907.9492 | 60403.4134 | 57626.5964 | 53459.7561 | 49388.3003 | 49508.8094 | 43920.0789 | 45205.606 | 43223.9441 | 40370.9283 | 38235.2032
Region | Technology | 2021-22 | 2022-23 | 2023-24 | 2024-25 | 2025-26 | 2026-27 | 2027-28 | 2028-29 | 2029-30 | 2030-31 | 2031-32 | 2032-33 | 2033-34 | 2034-35 | 2035-36 | 2036-37 | 2037-38 | 2038-39 | 2039-40 | 2040-41 | 2041-42 | 2042-43 | 2043-44 | 2044-45 | 2045-46
SA1 | Black Coal | 0 | 0 | 0 | 0 | 0 | 0 | 0 | 0 | 0 | 0 | 0 | 0 | 0 | 0 | 0 | 0 | 0 | 0 | 0 | 0 | 0 | 0 | 0 | 0 | 0
SA1 | Brown Coal | 0 | 0 | 0 | 0 | 0 | 0 | 0 | 0 | 0 | 0 | 0 | 0 | 0 | 0 | 0 | 0 | 0 | 0 | 0 | 0 | 0 | 0 | 0 | 0 | 0
SA1 | CCGT | 8998.8458 | 7555.1496 | 3966.9552 | 2779.594 | 2612.039 | 2464.0157 | 2322.6115 | 2207.0847 | 2070.6003 | 1963.3522 | 1845.4819 | 1749.8103 | 1658.2362 | 2350.8265 | 3377.8826 | 1383.8952 | 0.013415 | 0.012758 | 0.013444 | 0.012352 | 0.012999 | 0.014017 | 0.016212 | 0.014679 | 0.01391
SA1 | Gas - Steam | 1566.6649 | 1453.3062 | 1432.4521 | 155.0144 | 145.7705 | 137.099 | 129.7877 | 124.3222 | 115.1036 | 109.614 | 103.5523 | 97.064 | 92.6921 | 86.6567 | 0 | 0 | 0 | 0 | 0 | 0 | 0 | 0 | 0 | 0 | 0
SA1 | OCGT / Diesel | 457.832 | 285.1325 | 814.5612 | 54.7167 | 118.5522 | 376.1436 | 358.3994 | 376.3189 | 406.3958 | 314.4061 | 90.3506 | 221.0822 | 137.5074 | 399.8487 | 686.0609 | 348.4791 | 1668.413 | 1699.2994 | 2288.4765 | 2150.0265 | 2222.8783 | 2270.5208 | 2939.0526 | 1101.1399 | 674.4612
SA1 | Hydro | 0 | 0 | 0 | 0 | 0 | 0 | 0 | 0 | 0 | 0 | 0 | 0 | 0 | 0 | 0 | 0 | 0 | 0 | 0 | 0 | 0 | 0 | 0 | 0 | 0
SA1 | Wind | 16270.2088 | 17177.6071 | 14255.0989 | 14220.3488 | 12914.5301 | 13105.12 | 12328.3865 | 10873.3096 | 9775.1223 | 9113.7215 | 9409.2627 | 7960.8547 | 7081.9627 | 6563.7416 | 8900.9095 | 7973.1258 | 8692.597 | 10276.4566 | 9066.3011 | 9372.1034 | 7468.1178 | 7163.0379 | 6305.808 | 6804.9335 | 6046.4237
SA1 | Solar PV | 0.99601 | 1.0916 | 1.0347 | 0.93717 | 0.86361 | 0.82094 | 0.78663 | 0.70429 | 0.68208 | 0.6471 | 0.63317 | 0.60253 | 0.54374 | 0.51079 | 0.49288 | 0.48286 | 0.43053 | 0.47075 | 0.45144 | 0.4712 | 0.98906 | 0.88803 | 0.86595 | 0.75904 | 0.74037
SA1 | LS Battery | 0.076414 | 0.066844 | 0.074271 | 0.058724 | 0.057405 | 0.057344 | 0.053962 | 0.047437 | 0.044754 | 0.039975 | 0.037874 | 0.55733 | 0.52033 | 0.59821 | 0.77512 | 0.74274 | 0.68405 | 0.63108 | 0.589 | 0.55261 | 0.55317 | 0.68371 | 0.63083 | 0.8848 | 0.84552
SA1 | Pumped Hydro | 0 | 0 | 0 | 4.7084e-06 | 4.8931e-06 | 5.1422e-06 | 5.2281e-06 | 5.181e-06 | 5.3586e-06 | 5.2823e-06 | 5.1212e-06 | 5.7326e-06 | 5.5247e-06 | 5.7062e-06 | 7.8422e-06 | 7.4689e-06 | 9.2442e-06 | 8.801e-06 | 8.479e-06 | 1.1772e-05 | 1.1397e-05 | 1.0568e-05 | 1.1177e-05 | 1.2134e-05 | 1.1596e-05
SA1 | VPP | 0 | 0 | 0 | 0 | 0 | 0 | 0 | 0 | 0 | 0 | 0 | 0 | 0 | 0 | 0 | 0 | 0 | 0 | 0 | 0 | 0 | 0 | 0 | 0 | 0
Total excluding storage |  | 27294.5475 | 26472.287 | 20470.1021 | 17210.6111 | 15791.7555 | 16083.1993 | 15139.9717 | 13581.7397 | 12367.904 | 11501.7408 | 11449.2806 | 10029.4138 | 8970.9421 | 9401.5843 | 12965.3459 | 9705.9829 | 10361.4539 | 11976.2395 | 11355.2425 | 11522.6134 | 9691.9981 | 9434.4608 | 9245.7428 | 7906.8471 | 6721.6392
Region | Technology | 2021-22 | 2022-23 | 2023-24 | 2024-25 | 2025-26 | 2026-27 | 2027-28 | 2028-29 | 2029-30 | 2030-31 | 2031-32 | 2032-33 | 2033-34 | 2034-35 | 2035-36 | 2036-37 | 2037-38 | 2038-39 | 2039-40 | 2040-41 | 2041-42 | 2042-43 | 2043-44 | 2044-45 | 2045-46
TAS1 | Black Coal | 0 | 0 | 0 | 0 | 0 | 0 | 0 | 0 | 0 | 0 | 0 | 0 | 0 | 0 | 0 | 0 | 0 | 0 | 0 | 0 | 0 | 0 | 0 | 0 | 0
TAS1 | Brown Coal | 0 | 0 | 0 | 0 | 0 | 0 | 0 | 0 | 0 | 0 | 0 | 0 | 0 | 0 | 0 | 0 | 0 | 0 | 0 | 0 | 0 | 0 | 0 | 0 | 0
TAS1 | CCGT | 0 | 0.0075729 | 0.0094687 | 0.0098734 | 0.0091206 | 0.0088147 | 0.0085986 | 0.0081889 | 0.0082779 | 0.0079554 | 0.0070991 | 0.0088303 | 0.0090999 | 0.008322 | 0.0089589 | 0.0090009 | 0.01064 | 0.011012 | 0.011354 | 0.0094519 | 0.012257 | 0.011791 | 0.01067 | 0.009928 | 0.0093772
TAS1 | Gas - Steam | 0 | 0 | 0 | 0 | 0 | 0 | 0 | 0 | 0 | 0 | 0 | 0 | 0 | 0 | 0 | 0 | 0 | 0 | 0 | 0 | 0 | 0 | 0 | 0 | 0
TAS1 | OCGT / Diesel | 0.010741 | 0.0081798 | 3.2856 | 0.010139 | 3.5409 | 2.4383 | 0.43385 | 0.0081077 | 0.76199 | 0.0081532 | 0.0064988 | 0.67059 | 0.0086106 | 0.0076266 | 0.0084165 | 0.0085815 | 13.56 | 0.0098057 | 5.9357 | 1.68 | 4.5818 | 0.74223 | 1.3958 | 12.7333 | 7.2825
TAS1 | Hydro | 49336.8694 | 70227.5939 | 49392.9031 | 47508.9745 | 53653.6029 | 46050.2919 | 43740.9149 | 45546.7869 | 38326.2507 | 28991.1136 | 41627.1734 | 28848.1305 | 27886.3712 | 31536.0287 | 27181.6999 | 25502.7429 | 26749.8811 | 22462.8077 | 17124.5652 | 24210.9375 | 16935.2546 | 16352.5741 | 18583.1009 | 15861.7601 | 14972.7652
TAS1 | Wind | 4734.6184 | 5088.4514 | 4465.8092 | 4092.2149 | 4256.7622 | 4076.918 | 3944.7069 | 3291.9543 | 3050.5222 | 2821.4393 | 3039.671 | 3173.4835 | 2936.2082 | 3026.818 | 3679.4348 | 6992.0667 | 6485.4932 | 6079.1033 | 5672.3685 | 5830.7769 | 5025.955 | 4748.1861 | 4821.2603 | 4280.2613 | 4219.1441
TAS1 | Solar PV | 2.293e-07 | 2.644e-07 | 3.0324e-07 | 2.9398e-07 | 4.0252e-07 | 6.0408e-07 | 5.9109e-07 | 5.6814e-07 | 7.9423e-07 | 8.2073e-07 | 6.1136e-07 | 2.0093e-06 | 1.935e-06 | 1.5382e-06 | 1.5859e-06 | 1.2406e-06 | 1.2045e-06 | 1.278e-06 | 1.2055e-06 | 1.0469e-06 | 1.3357e-06 | 1.3019e-06 | 1.0963e-06 | 1.1042e-06 | 9.9065e-07
TAS1 | LS Battery | 5.4333e-06 | 6.286e-06 | 5.3896e-06 | 4.976e-06 | 4.9212e-06 | 6.603e-06 | 8.0137e-06 | 8.5275e-06 | 7.7706e-06 | 1.1277e-05 | 1.9215e-05 | 1.1209e-05 | 1.0347e-05 | 1.2992e-05 | 1.1417e-05 | 1.3029e-05 | 1.2464e-05 | 1.1423e-05 | 1.1709e-05 | 1.4834e-05 | 1.4257e-05 | 1.3211e-05 | 1.7353e-05 | 1.7399e-05 | 1.6826e-05
TAS1 | Pumped Hydro | 0 | 0 | 0 | 6.737e-06 | 7.3709e-06 | 7.1897e-06 | 7.1704e-06 | 7.3172e-06 | 6.9049e-06 | 6.4389e-06 | 8.5389e-06 | 6.4144e-06 | 6.0638e-06 | 7.128e-06 | 6.7922e-06 | 1.1793e-05 | 1.6398e-05 | 1.5368e-05 | 1.7513e-05 | 1.8997e-05 | 3.5172e-05 | 3.0381e-05 | 3.0756e-05 | 2.9577e-05 | 2.7628e-05
TAS1 | VPP | 0 | 0 | 0 | 0 | 0 | 0 | 0 | 0 | 0 | 0 | 0 | 0 | 0 | 0 | 0 | 0 | 0 | 0 | 0 | 0 | 0 | 0 | 0 | 0 | 0
Total excluding storage |  | 54071.4986 | 75316.0611 | 53862.0073 | 51601.2094 | 57913.9151 | 50129.6569 | 47686.0642 | 48838.7575 | 41377.5431 | 31812.569 | 44666.858 | 32022.2934 | 30822.5971 | 34562.8626 | 30861.152 | 32494.8273 | 33248.945 | 28541.9319 | 22802.8807 | 30043.4038 | 21965.8037 | 21101.5142 | 23405.7677 | 20154.7646 | 19199.2011
Explicitly modelled pumping
Region | Technology | 2021-22 | 2022-23 | 2023-24 | 2024-25 | 2025-26 | 2026-27 | 2027-28 | 2028-29 | 2029-30 | 2030-31 | 2031-32 | 2032-33 | 2033-34 | 2034-35 | 2035-36 | 2036-37 | 2037-38 | 2038-39 | 2039-40 | 2040-41 | 2041-42 | 2042-43 | 2043-44 | 2044-45 | 2045-46
NEM | LS Battery pump | 0.23973 | 0.30268 | 0.31315 | 0.27863 | 0.27608 | 0.27366 | 0.25722 | 0.22169 | 0.20668 | 0.19153 | 0.18446 | 0.17689 | 0.14349 | 0.12226 | 0.11712 | 0.10994 | 0.097357 | 0.089375 | 0.081905 | 0.078461 | 0.049202 | 0.028069 | 0.024657 | 0.024452 | 0.021877
NEM | Pumped Hydro pump | 1021.9614 | 3187.1697 | 5503.0855 | 6993.6722 | 16470.7997 | 24190.0621 | 26177.5484 | 21687.7898 | 25188.9987 | 25727.3022 | 22440.858 | 22968.7712 | 21089.7257 | 20105.3887 | 24299.8676 | 19537.1852 | 17449.2069 | 15257.3589 | 16377.7552 | 15185.8842 | 14800.7594 | 14485.8219 | 12667.3146 | 13492.9268 | 11850.1975
NEM | VPP pump | 0 | 0 | 0 | 0 | 0 | 0 | 0 | 0 | 0 | 0 | 0 | 0 | 0 | 0 | 0 | 0 | 0 | 0 | 0 | 0 | 0 | 0 | 0 | 0 | 0
Region | Technology | 2021-22 | 2022-23 | 2023-24 | 2024-25 | 2025-26 | 2026-27 | 2027-28 | 2028-29 | 2029-30 | 2030-31 | 2031-32 | 2032-33 | 2033-34 | 2034-35 | 2035-36 | 2036-37 | 2037-38 | 2038-39 | 2039-40 | 2040-41 | 2041-42 | 2042-43 | 2043-44 | 2044-45 | 2045-46
NSW1 | LS Battery pump | 0 | 0 | 0 | 0 | 0 | 0 | 0 | 0 | 0 | 0 | 0 | 0 | 0 | 0 | 0 | 0 | 0 | 0 | 0 | 0 | 0 | 0 | 0 | 0 | 0
NSW1 | Pumped Hydro pump | 185.6832 | 2325.7291 | 3709.6286 | 5239.1658 | 13854.2775 | 20793.2379 | 22460.4129 | 18895.715 | 21851.8543 | 22336.1674 | 20099.425 | 19789.7684 | 18111.9935 | 17576.2422 | 21122.4004 | 16800.7952 | 15344.3577 | 13261.8871 | 14260.233 | 13465.1784 | 13157.7149 | 12821.9583 | 11410.5494 | 12289.9589 | 10771.3163
NSW1 | VPP pump | 0 | 0 | 0 | 0 | 0 | 0 | 0 | 0 | 0 | 0 | 0 | 0 | 0 | 0 | 0 | 0 | 0 | 0 | 0 | 0 | 0 | 0 | 0 | 0 | 0
Region | Technology | 2021-22 | 2022-23 | 2023-24 | 2024-25 | 2025-26 | 2026-27 | 2027-28 | 2028-29 | 2029-30 | 2030-31 | 2031-32 | 2032-33 | 2033-34 | 2034-35 | 2035-36 | 2036-37 | 2037-38 | 2038-39 | 2039-40 | 2040-41 | 2041-42 | 2042-43 | 2043-44 | 2044-45 | 2045-46
QLD1 | LS Battery pump | 0.0014687 | 0.023648 | 0.026315 | 0.026661 | 0.027956 | 0.026585 | 0.02603 | 0.02201 | 0.022064 | 0.021265 | 0.018768 | 0.019167 | 0.018104 | 0.015657 | 0.015701 | 0.014783 | 0.011735 | 0.01157 | 0.011372 | 0.010612 | 0.0097409 | 0.009048 | 0.0077733 | 0.0080095 | 0.0073884
QLD1 | Pumped Hydro pump | 836.2782 | 861.4406 | 1793.4569 | 1754.5064 | 2616.5222 | 3396.8242 | 3717.1355 | 2792.0748 | 3337.1445 | 3391.1348 | 2341.433 | 3179.0028 | 2977.7322 | 2529.1465 | 3177.4672 | 2736.39 | 2104.8492 | 1995.4718 | 2117.5222 | 1720.7058 | 1643.0445 | 1663.8636 | 1256.7652 | 1202.9679 | 1078.8812
QLD1 | VPP pump | 0 | 0 | 0 | 0 | 0 | 0 | 0 | 0 | 0 | 0 | 0 | 0 | 0 | 0 | 0 | 0 | 0 | 0 | 0 | 0 | 0 | 0 | 0 | 0 | 0
Region | Technology | 2021-22 | 2022-23 | 2023-24 | 2024-25 | 2025-26 | 2026-27 | 2027-28 | 2028-29 | 2029-30 | 2030-31 | 2031-32 | 2032-33 | 2033-34 | 2034-35 | 2035-36 | 2036-37 | 2037-38 | 2038-39 | 2039-40 | 2040-41 | 2041-42 | 2042-43 | 2043-44 | 2044-45 | 2045-46
VIC1 | LS Battery pump | 0.14416 | 0.1963 | 0.19535 | 0.17947 | 0.17725 | 0.17629 | 0.16442 | 0.14128 | 0.12924 | 0.12109 | 0.11891 | 0.11454 | 0.085032 | 0.080686 | 0.076623 | 0.071611 | 0.064979 | 0.059093 | 0.052985 | 0.051314 | 0.022119 | 0.0040409 | 0.0035657 | 0.0035377 | 0.0033103
VIC1 | Pumped Hydro pump | 0 | 0 | 0 | 0 | 0 | 0 | 0 | 0 | 0 | 0 | 0 | 0 | 0 | 0 | 0 | 0 | 0 | 0 | 0 | 0 | 0 | 0 | 0 | 0 | 0
VIC1 | VPP pump | 0 | 0 | 0 | 0 | 0 | 0 | 0 | 0 | 0 | 0 | 0 | 0 | 0 | 0 | 0 | 0 | 0 | 0 | 0 | 0 | 0 | 0 | 0 | 0 | 0
Region | Technology | 2021-22 | 2022-23 | 2023-24 | 2024-25 | 2025-26 | 2026-27 | 2027-28 | 2028-29 | 2029-30 | 2030-31 | 2031-32 | 2032-33 | 2033-34 | 2034-35 | 2035-36 | 2036-37 | 2037-38 | 2038-39 | 2039-40 | 2040-41 | 2041-42 | 2042-43 | 2043-44 | 2044-45 | 2045-46
SA1 | LS Battery pump | 0.094098 | 0.082731 | 0.091478 | 0.072496 | 0.070867 | 0.070788 | 0.066768 | 0.058394 | 0.055377 | 0.049168 | 0.046788 | 0.043189 | 0.040351 | 0.025915 | 0.024794 | 0.023547 | 0.020643 | 0.018712 | 0.017547 | 0.016535 | 0.017342 | 0.01498 | 0.013318 | 0.012905 | 0.011178
SA1 | Pumped Hydro pump | 0 | 0 | 0 | 0 | 0 | 0 | 0 | 0 | 0 | 0 | 0 | 0 | 0 | 0 | 0 | 0 | 0 | 0 | 0 | 0 | 0 | 0 | 0 | 0 | 0
SA1 | VPP pump | 0 | 0 | 0 | 0 | 0 | 0 | 0 | 0 | 0 | 0 | 0 | 0 | 0 | 0 | 0 | 0 | 0 | 0 | 0 | 0 | 0 | 0 | 0 | 0 | 0
Region | Technology | 2021-22 | 2022-23 | 2023-24 | 2024-25 | 2025-26 | 2026-27 | 2027-28 | 2028-29 | 2029-30 | 2030-31 | 2031-32 | 2032-33 | 2033-34 | 2034-35 | 2035-36 | 2036-37 | 2037-38 | 2038-39 | 2039-40 | 2040-41 | 2041-42 | 2042-43 | 2043-44 | 2044-45 | 2045-46
TAS1 | LS Battery pump | 0 | 0 | 0 | 0 | 0 | 0 | 0 | 0 | 0 | 0 | 0 | 0 | 0 | 0 | 0 | 0 | 0 | 0 | 0 | 0 | 0 | 0 | 0 | 0 | 0
TAS1 | Pumped Hydro pump | 0 | 0 | 0 | 0 | 0 | 0 | 0 | 0 | 0 | 0 | 0 | 0 | 0 | 0 | 0 | 0 | 0 | 0 | 0 | 0 | 0 | 0 | 0 | 0 | 0
TAS1 | VPP pump | 0 | 0 | 0 | 0 | 0 | 0 | 0 | 0 | 0 | 0 | 0 | 0 | 0 | 0 | 0 | 0 | 0 | 0 | 0 | 0 | 0 | 0 | 0 | 0 | 0

## BaseCase_FOM Cost
FOM cost by technology ($000s) - Base Case, Central Scenario
FOM | Real June 2019 dollars discounted to June 2020. For new entrant capacity, the FOM is incurred annually in modelling. For existing capacity, FOM is considered to be a sunk cost, since the fixed retirement dates are assumed to be the same in the Base Case and the case with HumeLink. As such, early retirements are presented as an annual FOM saving, or negative cost, that continues until the assumed fixed date retirement.
Explicitly modelled generation
Region | Technology | 2021-22 | 2022-23 | 2023-24 | 2024-25 | 2025-26 | 2026-27 | 2027-28 | 2028-29 | 2029-30 | 2030-31 | 2031-32 | 2032-33 | 2033-34 | 2034-35 | 2035-36 | 2036-37 | 2037-38 | 2038-39 | 2039-40 | 2040-41 | 2041-42 | 2042-43 | 2043-44 | 2044-45 | 2045-46
NEM | Black Coal | 0 | 0 | 0 | -10189.3193 | 627563.9064 | 400381.367 | -133798.5396 | -0.00024733 | -65913.4021 | -25603.9113 | -30943.0835 | 0 | 279441.8224 | -2.8088e-05 | 0 | 0 | 0 | 0 | 0 | 0 | 0 | 0 | 0 | -1.5669e-06 | -2.0559e-06
NEM | Brown Coal | 0 | 0 | 0 | -528453.7587 | -88911.2661 | -0.11197 | 300834.7399 | 563480.3722 | 0 | 0 | 0 | 0 | 0 | 0 | 0 | 0 | 169652.9007 | 317528.5456 | 0 | 0 | 0 | 0 | 0 | 0 | -1.005e-05
NEM | CCGT | 0 | 0.15194 | 0.035018 | 0.010371 | 0.0054019 | 0.0020466 | 0.0016765 | 0.004122 | 0.0032964 | 0.0007173 | 0.00029317 | 0.017949 | 0.0075951 | 0.010133 | 0.039426 | 0.0087913 | 0.075026 | 0.0022289 | 0.010183 | 0.00075306 | 0.0041679 | 0.015141 | 0.0041029 | 0.00042744 | 2.8015e-05
NEM | Gas - Steam | 0 | 0 | 0 | 0 | 0 | 0 | 0 | 0 | 0 | 0 | 0 | 0 | 0 | 0 | 0 | 0 | 0 | 0 | 0 | 0 | 0 | 0 | 0 | 0 | 0
NEM | OCGT / Diesel | 0.11053 | 0.011668 | 0.066727 | 0.0090319 | 0.020947 | 0.0018091 | 0.0018844 | 0.0022788 | 0.0028894 | 0.0029719 | 0.0027056 | 0.0046419 | 0.0025803 | 0.0033612 | 0.085286 | 18423.9658 | 15170.0268 | 0.00037512 | 0.0067651 | 0.0068036 | 0.0010973 | 0.000762 | 0.016613 | 886.9209 | 3.8808e-05
NEM | Hydro | 0 | 0 | 0 | 0 | 0 | 0 | 0 | 0 | 0 | 0 | 0 | 0 | 0 | 0 | 0 | 0 | 0 | 0 | 0 | 0 | 0 | 0 | 0 | 0 | 0
NEM | Wind | 0 | 14.8247 | 230529.0094 | 346006.0816 | 108855.6103 | 207561.6852 | 206137.0696 | 452907.8815 | 260366.8446 | 0.17602 | 0.055768 | 15185.1336 | 0.47823 | 1.2942 | 395197.5967 | 241023.986 | 602629.0634 | 136339.9694 | 4733.7152 | 0.027661 | 143414.5936 | 100811.936 | 6178.6709 | 12087.4499 | 15379.1775
NEM | Solar PV | 0.923 | 202650.2057 | 68075.553 | 0.087846 | 159680.6772 | 121173.2835 | 118685.0337 | 0.28888 | 715726.2345 | 0.083991 | 0.12152 | 0.31462 | 0.13456 | 0.10439 | 0.86455 | 0.14947 | 21414.5378 | 2528.1122 | 1666.7146 | 1221.8763 | 41978.8454 | 89675.8853 | 4446.4238 | 0.0061736 | 0.0098924
NEM | LS Battery | 0.91889 | 0.01695 | 0.026292 | 0 | 0.3072 | 0.41813 | 0.28719 | 7968.1627 | 0.00021689 | 87991.465 | 26587.2029 | 53524.562 | 0.019615 | 25889.4147 | 16451.8288 | 3.1321e-05 | 0.010412 | 0.00019628 | 3001.4298 | 205.1222 | 14220.8608 | 5794.2558 | 0.026102 | 2597.8648 | 0.0075359
NEM | Pumped Hydro | 0 | 0 | 0 | 1.7574 | 0.71927 | 0.11202 | 0.05163 | 0.090892 | 245018.214 | 0.017976 | 0.025513 | 0.084047 | 0.015512 | 0.084285 | 13702.8089 | 6027.5461 | 12185.6342 | 0.012322 | 3628.9884 | 0.044602 | 10068.1282 | 15123.5275 | 851.6998 | 6089.7486 | 0.0017412
NEM | VPP | 0 | 0 | 0 | 0 | 0 | 0 | 0 | 0 | 0 | 0 | 0 | 0 | 0 | 0 | 0 | 0 | 0 | 0 | 0 | 0 | 0 | 0 | 0 | 0 | 0
Total excluding storage |  | 1.0335 | 202665.194 | 298604.6642 | -192636.8891 | 807188.9542 | 729116.2276 | 491858.3072 | 1016388.5487 | 910179.6831 | -25603.6476 | -30942.9033 | 15185.4708 | 279442.4454 | 1.412 | 395198.586 | 259448.1101 | 808866.6038 | 456396.6299 | 6400.4467 | 1221.9115 | 185393.4442 | 190487.8372 | 10625.1154 | 12974.3774 | 15379.1874
Region | Technology | 2021-22 | 2022-23 | 2023-24 | 2024-25 | 2025-26 | 2026-27 | 2027-28 | 2028-29 | 2029-30 | 2030-31 | 2031-32 | 2032-33 | 2033-34 | 2034-35 | 2035-36 | 2036-37 | 2037-38 | 2038-39 | 2039-40 | 2040-41 | 2041-42 | 2042-43 | 2043-44 | 2044-45 | 2045-46
NSW1 | Black Coal | 0 | 0 | 0 | -0.001181 | 829835.9768 | -0.038337 | -114733.8179 | -0.00024733 | -65913.402 | -25603.9113 | -30943.0835 | 0 | -1.7496e-05 | -2.509e-05 | 0 | 0 | 0 | 0 | 0 | 0 | 0 | 0 | 0 | 0 | 0
NSW1 | Brown Coal | 0 | 0 | 0 | 0 | 0 | 0 | 0 | 0 | 0 | 0 | 0 | 0 | 0 | 0 | 0 | 0 | 0 | 0 | 0 | 0 | 0 | 0 | 0 | 0 | 0
NSW1 | CCGT | 0 | 0.034032 | 0.017121 | 0.00025332 | 2.6991e-05 | 0 | 0 | 7.3421e-05 | 5.5981e-05 | 2.4012e-05 | 1.387e-05 | 0.0042694 | 0.00029732 | 0.0014046 | 0.01732 | 0.0042488 | 0.040627 | 0.00013315 | 3.3656e-06 | 7.9881e-05 | 7.2688e-05 | 0.0073253 | 8.5256e-05 | 3.572e-05 | 6.5011e-06
NSW1 | Gas - Steam | 0 | 0 | 0 | 0 | 0 | 0 | 0 | 0 | 0 | 0 | 0 | 0 | 0 | 0 | 0 | 0 | 0 | 0 | 0 | 0 | 0 | 0 | 0 | 0 | 0
NSW1 | OCGT / Diesel | 0.038253 | 0.0016349 | 0.058894 | 0.00029952 | 0.001665 | 0.00044411 | 0.00080729 | 0.00076982 | 0.00093892 | 0.00082968 | 0.00081689 | 0.0012671 | 0.00065135 | 0.0008779 | 0.060737 | 18423.9304 | 15169.7213 | 9.9587e-05 | 0.0010858 | 0.0021432 | 9.2275e-05 | 0.00049787 | 0.0025612 | 0.0044643 | 1.5468e-05
NSW1 | Hydro | 0 | 0 | 0 | 0 | 0 | 0 | 0 | 0 | 0 | 0 | 0 | 0 | 0 | 0 | 0 | 0 | 0 | 0 | 0 | 0 | 0 | 0 | 0 | 0 | 0
NSW1 | Wind | 0 | 6.6499 | 230527.5522 | 346005.2072 | 0.016639 | 36880.4462 | 19404.5676 | 230170.6117 | 196181.2918 | 0.0039185 | 0.001452 | 0.015399 | 0.0041168 | 0.025524 | 205049.5771 | 0.021929 | 133721.6718 | 0.27056 | 0.27418 | 0.012034 | 116592.154 | 27429.6358 | 0.002138 | 0.063614 | 0.0024708
NSW1 | Solar PV | 0.22282 | 202649.8756 | 68075.5447 | 0.073071 | 159680.2222 | 121172.819 | 118684.1292 | 0.0077469 | 634115.6637 | 0.0055747 | 0.0037617 | 0.018308 | 0.0024764 | 0.00079356 | 0.031901 | 0.01552 | 0.25147 | 0.0015826 | 0.00095863 | 0.084911 | 21855.8582 | 37330.1219 | 0.00762 | 0.0016429 | 0.00097472
NSW1 | LS Battery | 0.51926 | 0.014805 | 0.026292 | 0 | 0.27341 | 0.17278 | 0.1487 | 0.18147 | 8.99e-05 | 87990.097 | 0.0056827 | 37845.9776 | 0.00046717 | 8.2022e-05 | 10844.0407 | 6.9087e-06 | 1.6345e-05 | 1.9954e-05 | 7.7688e-05 | 0.036741 | 14220.8147 | 0.17481 | 0.0040723 | 0.040404 | 0.0026439
NSW1 | Pumped Hydro | 0 | 0 | 0 | 0.99353 | 0.53618 | 0.03342 | 0.026757 | 0.022079 | 245018.1774 | 0.00044462 | 0.00046676 | 0.00087087 | 0.00051121 | 0.00047976 | 13701.3674 | 0.026722 | 0.0031814 | 0.00044982 | 0.00050489 | 0.00039238 | 0.010697 | 0.0012215 | 0.00019131 | 450.0413 | 8.9259e-05
NSW1 | VPP | 0 | 0 | 0 | 0 | 0 | 0 | 0 | 0 | 0 | 0 | 0 | 0 | 0 | 0 | 0 | 0 | 0 | 0 | 0 | 0 | 0 | 0 | 0 | 0 | 0
Total excluding storage |  | 0.26107 | 202656.5611 | 298603.1729 | 346005.2796 | 989516.2173 | 158053.2273 | 23354.8797 | 230170.6201 | 764383.5545 | -25603.9009 | -30943.0775 | 0.039244 | 0.0075243 | 0.028575 | 205049.687 | 18423.9721 | 148891.6852 | 0.27238 | 0.27623 | 0.099168 | 138448.0124 | 64759.7655 | 0.012404 | 0.069757 | 0.0034675
Region | Technology | 2021-22 | 2022-23 | 2023-24 | 2024-25 | 2025-26 | 2026-27 | 2027-28 | 2028-29 | 2029-30 | 2030-31 | 2031-32 | 2032-33 | 2033-34 | 2034-35 | 2035-36 | 2036-37 | 2037-38 | 2038-39 | 2039-40 | 2040-41 | 2041-42 | 2042-43 | 2043-44 | 2044-45 | 2045-46
QLD1 | Black Coal | 0 | 0 | 0 | -10189.3181 | -202272.0704 | 400381.4054 | -19064.7217 | 0 | -0.00013264 | -1.7458e-05 | 0 | 0 | 279441.8224 | -2.9972e-06 | 0 | 0 | 0 | 0 | 0 | 0 | 0 | 0 | 0 | -1.5669e-06 | -2.0559e-06
QLD1 | Brown Coal | 0 | 0 | 0 | 0 | 0 | 0 | 0 | 0 | 0 | 0 | 0 | 0 | 0 | 0 | 0 | 0 | 0 | 0 | 0 | 0 | 0 | 0 | 0 | 0 | 0
QLD1 | CCGT | 0 | 0.03023 | 0.0015122 | 0.0047955 | 0.0050592 | 0.00013945 | 7.9777e-05 | 0.0017333 | 3.7966e-05 | 3.5621e-05 | 0.00015369 | 0.00086739 | 0.0019255 | 0.0030428 | 0.0083279 | 0.0033311 | 0.017246 | 5.2946e-06 | 1.4608e-05 | 1.9081e-05 | 5.5258e-05 | 0.0027884 | 4.4755e-06 | 0.00030869 | 6.344e-06
QLD1 | Gas - Steam | 0 | 0 | 0 | 0 | 0 | 0 | 0 | 0 | 0 | 0 | 0 | 0 | 0 | 0 | 0 | 0 | 0 | 0 | 0 | 0 | 0 | 0 | 0 | 0 | 0
QLD1 | OCGT / Diesel | 0.018226 | 0.00081205 | 0.0010084 | 0.0074745 | 0.018349 | 0.00013349 | 0.00012318 | 0.00014475 | 8.104e-05 | 7.9848e-05 | 7.6941e-05 | 7.3151e-05 | 6.4781e-05 | 0.00023901 | 0.012724 | 0.034562 | 0.29909 | 2.2767e-05 | 2.2197e-05 | 1.4509e-05 | 1.3269e-05 | 1.7366e-05 | 9.9968e-06 | 1.5441e-05 | 5.953e-06
QLD1 | Hydro | 0 | 0 | 0 | 0 | 0 | 0 | 0 | 0 | 0 | 0 | 0 | 0 | 0 | 0 | 0 | 0 | 0 | 0 | 0 | 0 | 0 | 0 | 0 | 0 | 0
QLD1 | Wind | 0 | 2.8338 | 0.13178 | 0.25033 | 108855.4592 | 170680.856 | 186732.4658 | 222736.1503 | 64185.1037 | 0.0067048 | 0.0050992 | 0.02567 | 0.0095239 | 0.04393 | 86773.5164 | 153773.2534 | 390248.3983 | 0.0031079 | 0.0015447 | 0.0021572 | 0.0073873 | 37380.3933 | 0.096467 | 12081.3896 | 7130.0049
QLD1 | Solar PV | 0.29678 | 0.1344 | 0.0014802 | 0.00025475 | 0.21164 | 0.33104 | 0.85321 | 0.25137 | 81610.5204 | 0.0035394 | 0.0060116 | 0.0040538 | 0.0018457 | 0.00072607 | 0.018156 | 0.018697 | 21413.8991 | 0.0020615 | 0.00057628 | 0.008063 | 0.0053651 | 41060.1331 | 0.0034898 | 0.001381 | 0.0017291
QLD1 | LS Battery | 0.09887 | 0.00034136 | 0 | 0 | 0.033546 | 0.11568 | 0.0059081 | 7967.9373 | 4.4219e-05 | 0.036043 | 26587.1619 | 0.022758 | 0.0082144 | 22560.2756 | 0.0096184 | 3.9978e-06 | 3.8993e-06 | 3.0185e-06 | 5.9238e-06 | 1.4268e-05 | 0.0082734 | 3688.4753 | 7.8701e-05 | 812.2082 | 0.00024511
QLD1 | Pumped Hydro | 0 | 0 | 0 | 0.21795 | 0.13997 | 0.0034726 | 0.0016666 | 0.043152 | 0.0013929 | 0.00050776 | 0.0008512 | 0.0024439 | 0.0016525 | 0.030918 | 1.1974 | 6027.4143 | 12185.4607 | 0.0003119 | 0.00039821 | 0.00029279 | 10067.8554 | 10076.2032 | 4.456e-05 | 3974.8695 | 0.0011489
QLD1 | VPP | 0 | 0 | 0 | 0 | 0 | 0 | 0 | 0 | 0 | 0 | 0 | 0 | 0 | 0 | 0 | 0 | 0 | 0 | 0 | 0 | 0 | 0 | 0 | 0 | 0
Total excluding storage |  | 0.31501 | 2.9993 | 0.13578 | -10189.0552 | -93416.3762 | 571062.5927 | 167668.5975 | 222736.4036 | 145795.624 | 0.010342 | 0.011341 | 0.030664 | 279441.8358 | 0.047935 | 86773.5556 | 153773.31 | 411662.6138 | 0.0051974 | 0.0021578 | 0.010254 | 0.012821 | 78440.5292 | 0.099971 | 12081.3913 | 7130.0067
Region | Technology | 2021-22 | 2022-23 | 2023-24 | 2024-25 | 2025-26 | 2026-27 | 2027-28 | 2028-29 | 2029-30 | 2030-31 | 2031-32 | 2032-33 | 2033-34 | 2034-35 | 2035-36 | 2036-37 | 2037-38 | 2038-39 | 2039-40 | 2040-41 | 2041-42 | 2042-43 | 2043-44 | 2044-45 | 2045-46
VIC1 | Black Coal | 0 | 0 | 0 | 0 | 0 | 0 | 0 | 0 | 0 | 0 | 0 | 0 | 0 | 0 | 0 | 0 | 0 | 0 | 0 | 0 | 0 | 0 | 0 | 0 | 0
VIC1 | Brown Coal | 0 | 0 | 0 | -528453.7587 | -88911.2661 | -0.11197 | 300834.7399 | 563480.3722 | 0 | 0 | 0 | 0 | 0 | 0 | 0 | 0 | 169652.9007 | 317528.5456 | 0 | 0 | 0 | 0 | 0 | 0 | -1.005e-05
VIC1 | CCGT | 0 | 0.034408 | 0.00017216 | 0.0022701 | 0.00023218 | 0.001226 | 0.00046099 | 0.00076415 | 0.00090011 | 0.00018828 | 5.4239e-05 | 0.0041604 | 0.0019679 | 0.0029609 | 0.0064503 | 1.9286e-05 | 0.0050117 | 0.00056201 | 0.0079562 | 1.066e-05 | 5.5642e-05 | 0.0033204 | 0.0016871 | 2.2212e-05 | 5.6921e-06
VIC1 | Gas - Steam | 0 | 0 | 0 | 0 | 0 | 0 | 0 | 0 | 0 | 0 | 0 | 0 | 0 | 0 | 0 | 0 | 0 | 0 | 0 | 0 | 0 | 0 | 0 | 0 | 0
VIC1 | OCGT / Diesel | 0.017272 | 0.0083152 | 7.783e-05 | 7.2874e-05 | 6.263e-05 | 9.6514e-05 | 0.00010241 | 0.00010476 | 0.00021036 | 0.00058277 | 0.00066607 | 0.0010604 | 0.00053021 | 0.00074209 | 0.0042513 | 8.0186e-05 | 0.0001157 | 4.7162e-05 | 0.0047836 | 4.7345e-05 | 4.6541e-05 | 0.00011955 | 0.0020736 | 0.0045989 | 5.8219e-06
VIC1 | Hydro | 0 | 0 | 0 | 0 | 0 | 0 | 0 | 0 | 0 | 0 | 0 | 0 | 0 | 0 | 0 | 0 | 0 | 0 | 0 | 0 | 0 | 0 | 0 | 0 | 0
VIC1 | Wind | 0 | 1.7299 | 0.087888 | 0.20633 | 0.076625 | 0.11702 | 0.0079957 | 0.30641 | 0.13931 | 0.055076 | 0.037291 | 0.43796 | 0.13726 | 0.48243 | 4.9569 | 0.079664 | 11596.4436 | 62061.0695 | 1.4464 | 0.006921 | 25956.2958 | 36001.729 | 6178.5368 | 5.9597 | 8249.1433
VIC1 | Solar PV | 0.089905 | 0.046701 | 6.175e-05 | 0.014032 | 0.06355 | 0.037717 | 0.0040817 | 0.012285 | 0.0074029 | 0.020742 | 0.029797 | 0.054748 | 0.032328 | 0.018899 | 0.15467 | 0.053639 | 0.18145 | 761.7746 | 1666.7086 | 0.0011761 | 6422.672 | 11285.6203 | 2080.5827 | 0.00032617 | 0.0063901
VIC1 | LS Battery | 0.10532 | 0.0004021 | 0 | 0 | 5.9943e-05 | 0.055626 | 0.048276 | 0.0062324 | 2.9968e-05 | 0.51337 | 0.00066399 | 0.81305 | 7.3255e-05 | 3.742e-05 | 1.8167e-05 | 0 | 3.1308e-06 | 5.2082e-06 | 3001.4141 | 2.3881e-05 | 0.00055506 | 0.0074361 | 0.00030888 | 0.0030895 | 0.00057793
VIC1 | Pumped Hydro | 0 | 0 | 0 | 0.20274 | 0.011947 | 0.051687 | 0.004031 | 0.0041652 | 0.016264 | 0.0054373 | 0.00070071 | 0.056401 | 0.0035869 | 0.027081 | 0.18305 | 0.00076456 | 0.0034285 | 0.0015106 | 3628.9452 | 0.00059248 | 0.0050318 | 5047.3214 | 851.6912 | 1664.8311 | 0.00028799
VIC1 | VPP | 0 | 0 | 0 | 0 | 0 | 0 | 0 | 0 | 0 | 0 | 0 | 0 | 0 | 0 | 0 | 0 | 0 | 0 | 0 | 0 | 0 | 0 | 0 | 0 | 0
Total excluding storage |  | 0.10718 | 1.8193 | 0.088199 | -528453.536 | -88911.1256 | 0.044088 | 300834.7525 | 563480.6918 | 0.14782 | 0.076589 | 0.067808 | 0.49793 | 0.17208 | 0.50503 | 5.1223 | 0.1334 | 181249.5309 | 380351.3903 | 1668.1677 | 0.0081551 | 32378.968 | 47287.3528 | 8259.1232 | 5.9647 | 8249.1497
Region | Technology | 2021-22 | 2022-23 | 2023-24 | 2024-25 | 2025-26 | 2026-27 | 2027-28 | 2028-29 | 2029-30 | 2030-31 | 2031-32 | 2032-33 | 2033-34 | 2034-35 | 2035-36 | 2036-37 | 2037-38 | 2038-39 | 2039-40 | 2040-41 | 2041-42 | 2042-43 | 2043-44 | 2044-45 | 2045-46
SA1 | Black Coal | 0 | 0 | 0 | 0 | 0 | 0 | 0 | 0 | 0 | 0 | 0 | 0 | 0 | 0 | 0 | 0 | 0 | 0 | 0 | 0 | 0 | 0 | 0 | 0 | 0
SA1 | Brown Coal | 0 | 0 | 0 | 0 | 0 | 0 | 0 | 0 | 0 | 0 | 0 | 0 | 0 | 0 | 0 | 0 | 0 | 0 | 0 | 0 | 0 | 0 | 0 | 0 | 0
SA1 | CCGT | 0 | 0.025444 | 0.0085896 | 0.00015679 | 4.2754e-05 | 8.209e-05 | 0.00029889 | 0.0011271 | 0.00085483 | 0.00032637 | 6.2627e-05 | 0.0037519 | 0.0018059 | 0.0026973 | 0.0052288 | 2.303e-05 | 0.0081799 | 2.8623e-05 | 0.0015789 | 0.00063968 | 0.00095464 | 0.0015983 | 0.0023154 | 4.6118e-05 | 3.4811e-06
SA1 | Gas - Steam | 0 | 0 | 0 | 0 | 0 | 0 | 0 | 0 | 0 | 0 | 0 | 0 | 0 | 0 | 0 | 0 | 0 | 0 | 0 | 0 | 0 | 0 | 0 | 0 | 0
SA1 | OCGT / Diesel | 0.018116 | 0.00048184 | 0.005504 | 9.6479e-05 | 0.00010777 | 0.0001065 | 0.00013782 | 0.00046879 | 0.00079232 | 0.00067744 | 0.00060856 | 0.0012318 | 0.0005451 | 0.0009271 | 0.0068424 | 7.8124e-05 | 0.0050129 | 3.4805e-05 | 8.9971e-05 | 0.0045178 | 8.9922e-05 | 3.3525e-05 | 0.0096619 | 886.9118 | 4.1389e-06
SA1 | Hydro | 0 | 0 | 0 | 0 | 0 | 0 | 0 | 0 | 0 | 0 | 0 | 0 | 0 | 0 | 0 | 0 | 0 | 0 | 0 | 0 | 0 | 0 | 0 | 0 | 0
SA1 | Wind | 0 | 2.6018 | 0.67809 | 0.17666 | 0.051629 | 0.18914 | 0.022084 | 0.61455 | 0.20771 | 0.095811 | 0.010909 | 0.9575 | 0.29998 | 0.74012 | 84763.0032 | 4983.0892 | 55511.5137 | 73388.9643 | 4731.9882 | 0.0057843 | 0.30079 | 0.17573 | 0.034786 | 0.036132 | 0.026082
SA1 | Solar PV | 0.27437 | 0.13314 | 0.0049872 | 0.00046547 | 0.15507 | 0.073006 | 0.041742 | 0.015786 | 0.022948 | 0.047159 | 0.081884 | 0.12809 | 0.097719 | 0.083948 | 0.65943 | 0.060833 | 0.20523 | 1766.329 | 0.0040873 | 1221.7821 | 13700.2948 | 0.0082808 | 2365.83 | 0.0026799 | 0.00075883
SA1 | LS Battery | 0.10502 | 0.00087394 | 0 | 0 | 4.613e-05 | 0.041227 | 0.053761 | 0.023641 | 3.2975e-05 | 0.6822 | 0.00084246 | 15677.7461 | 0.00023776 | 3329.1299 | 5607.7783 | 2.7061e-06 | 0.0041947 | 3.8643e-06 | 1.329e-05 | 205.085 | 0.00066515 | 2105.5979 | 0.0010702 | 1785.6127 | 0.0038001
SA1 | Pumped Hydro | 0 | 0 | 0 | 0.12625 | 0.011504 | 0.0114 | 0.0087499 | 0.0075188 | 0.010605 | 0.0051173 | 0.0011698 | 0.022246 | 0.0042816 | 0.010264 | 0.049141 | 0.00086144 | 0.042086 | 0.00069219 | 0.0028702 | 0.042481 | 0.003031 | 0.0011079 | 0.0079387 | 0.0065741 | 0.00013554
SA1 | VPP | 0 | 0 | 0 | 0 | 0 | 0 | 0 | 0 | 0 | 0 | 0 | 0 | 0 | 0 | 0 | 0 | 0 | 0 | 0 | 0 | 0 | 0 | 0 | 0 | 0
Total excluding storage |  | 0.29249 | 2.7608 | 0.69718 | 0.17738 | 0.20685 | 0.26233 | 0.064262 | 0.63194 | 0.23231 | 0.14397 | 0.093464 | 1.0906 | 0.40005 | 0.82769 | 84763.6747 | 4983.1501 | 55511.7321 | 75155.2934 | 4731.9939 | 1221.793 | 13700.5966 | 0.18565 | 2365.8767 | 886.9506 | 0.026848
Region | Technology | 2021-22 | 2022-23 | 2023-24 | 2024-25 | 2025-26 | 2026-27 | 2027-28 | 2028-29 | 2029-30 | 2030-31 | 2031-32 | 2032-33 | 2033-34 | 2034-35 | 2035-36 | 2036-37 | 2037-38 | 2038-39 | 2039-40 | 2040-41 | 2041-42 | 2042-43 | 2043-44 | 2044-45 | 2045-46
TAS1 | Black Coal | 0 | 0 | 0 | 0 | 0 | 0 | 0 | 0 | 0 | 0 | 0 | 0 | 0 | 0 | 0 | 0 | 0 | 0 | 0 | 0 | 0 | 0 | 0 | 0 | 0
TAS1 | Brown Coal | 0 | 0 | 0 | 0 | 0 | 0 | 0 | 0 | 0 | 0 | 0 | 0 | 0 | 0 | 0 | 0 | 0 | 0 | 0 | 0 | 0 | 0 | 0 | 0 | 0
TAS1 | CCGT | 0 | 0.027829 | 0.0076231 | 0.0028952 | 4.0806e-05 | 0.00059905 | 0.00083685 | 0.00042404 | 0.0014475 | 0.00014302 | 8.7431e-06 | 0.0048995 | 0.0015984 | 2.6982e-05 | 0.002099 | 0.0011691 | 0.003961 | 0.0014999 | 0.0006303 | 3.7526e-06 | 0.0030297 | 0.00010886 | 1.0695e-05 | 1.4707e-05 | 5.9972e-06
TAS1 | Gas - Steam | 0 | 0 | 0 | 0 | 0 | 0 | 0 | 0 | 0 | 0 | 0 | 0 | 0 | 0 | 0 | 0 | 0 | 0 | 0 | 0 | 0 | 0 | 0 | 0 | 0
TAS1 | OCGT / Diesel | 0.018659 | 0.00042423 | 0.0012428 | 0.0010885 | 0.00076236 | 0.0010285 | 0.00071369 | 0.00079069 | 0.00086672 | 0.00080213 | 0.00053718 | 0.0010094 | 0.00078888 | 0.00057506 | 0.00073119 | 0.00065572 | 0.0013 | 0.0001708 | 0.00078353 | 8.0754e-05 | 0.00085532 | 9.3694e-05 | 0.0023067 | 3.1263e-05 | 7.426e-06
TAS1 | Hydro | 0 | 0 | 0 | 0 | 0 | 0 | 0 | 0 | 0 | 0 | 0 | 0 | 0 | 0 | 0 | 0 | 0 | 0 | 0 | 0 | 0 | 0 | 0 | 0 | 0
TAS1 | Wind | 0 | 1.0093 | 0.55946 | 0.2411 | 0.0061885 | 0.076904 | 0.0061718 | 0.19847 | 0.10202 | 0.014509 | 0.0010163 | 15183.6971 | 0.027351 | 0.0021801 | 18606.5431 | 82267.5419 | 11551.036 | 889.6619 | 0.0049128 | 0.0007645 | 865.8356 | 0.0022177 | 0.00071409 | 0.00082147 | 0.00064769
TAS1 | Solar PV | 0.039125 | 0.015884 | 0.0017828 | 2.2925e-05 | 0.024782 | 0.022666 | 0.0055196 | 0.0016912 | 0.020157 | 0.0069748 | 6.7355e-05 | 0.10943 | 0.00019047 | 2.2488e-05 | 0.00038972 | 0.00077598 | 0.00050695 | 0.0050485 | 0.00040583 | 3.4044e-05 | 0.01502 | 0.0016449 | 3.2033e-05 | 0.00014363 | 3.9597e-05
TAS1 | LS Battery | 0.090418 | 0.00052819 | 0 | 0 | 0.00014322 | 0.032812 | 0.030536 | 0.014071 | 1.9827e-05 | 0.13642 | 0.033781 | 0.0025095 | 0.010622 | 0.009119 | 0.00014137 | 1.7708e-05 | 0.0061944 | 0.00016424 | 0.015635 | 0.00046683 | 0.036673 | 0.00041385 | 0.020572 | 0.00036773 | 0.00026889
TAS1 | Pumped Hydro | 0 | 0 | 0 | 0.21688 | 0.019662 | 0.012045 | 0.010426 | 0.013977 | 0.008345 | 0.0064691 | 0.022324 | 0.0020849 | 0.0054801 | 0.015542 | 0.011929 | 0.10341 | 0.12476 | 0.0093573 | 0.039432 | 0.00084326 | 0.25398 | 0.00049502 | 0.00043969 | 0.00015933 | 7.952e-05
TAS1 | VPP | 0 | 0 | 0 | 0 | 0 | 0 | 0 | 0 | 0 | 0 | 0 | 0 | 0 | 0 | 0 | 0 | 0 | 0 | 0 | 0 | 0 | 0 | 0 | 0 | 0
Total excluding storage |  | 0.057784 | 1.0535 | 0.5701 | 0.2451 | 0.031773 | 0.1012 | 0.013242 | 0.20138 | 0.12449 | 0.022429 | 0.0016295 | 15183.8124 | 0.029929 | 0.0028046 | 18606.5464 | 82267.5445 | 11551.0418 | 889.6686 | 0.0067325 | 0.00088305 | 865.8545 | 0.0040652 | 0.0030635 | 0.0010111 | 0.00070071

## BaseCase_Fuel Cost
Fuel cost by technology ($000s) - Base Case, Central Scenario
Fuel | Real June 2019 dollars discounted to June 2021
Explicitly modelled generation
Region | Technology | 2021-22 | 2022-23 | 2023-24 | 2024-25 | 2025-26 | 2026-27 | 2027-28 | 2028-29 | 2029-30 | 2030-31 | 2031-32 | 2032-33 | 2033-34 | 2034-35 | 2035-36 | 2036-37 | 2037-38 | 2038-39 | 2039-40 | 2040-41 | 2041-42 | 2042-43 | 2043-44 | 2044-45 | 2045-46
NEM | Black Coal | 1840951.224 | 1486424.444 | 1519570.572 | 1487975.946 | 1352841.4293 | 1183411.4085 | 1095026.9044 | 1065404.6618 | 834225.6267 | 750631.1123 | 620493.468 | 675996.3636 | 694872.2452 | 636071.2107 | 439816.033 | 381067.082 | 301576.979 | 280656.389 | 261776.765 | 222995.269 | 222859.4135 | 112640.306 | 87310.9 | 63030.3795 | 47738.92
NEM | Brown Coal | 229980.328 | 189786.794 | 197025.315 | 148475.9023 | 129689.8986 | 118437.5467 | 102610.1241 | 101168.945 | 88661.468 | 89387.239 | 84777.983 | 82594.916 | 81122.147 | 75091.461 | 68788.344 | 66968.742 | 61173.895 | 56523.14 | 53103.4445 | 53603.31 | 47492.9305 | 46470.773 | 41447.359 | 39689.8125 | 38720.284
NEM | CCGT | 155999.811 | 145572.7389 | 106805.8899 | 99403.4216 | 95843.9162 | 92174.8789 | 88519.6008 | 85464.9957 | 80027.6063 | 76860.1988 | 73377.8418 | 69191.6106 | 65286.6413 | 74886.2615 | 168672.8343 | 105833.4423 | 134957.1014 | 140791.4978 | 136239.9242 | 116765.4926 | 114111.4901 | 137837.1901 | 89518.9279 | 63367.7881 | 27175.2777
NEM | Gas - Steam | 68031.5108 | 66519.6898 | 66812.0144 | 7668.3101 | 7903.3043 | 9137.0717 | 9186.0592 | 9594.854 | 9690.5987 | 8738.6815 | 7115.8645 | 6427.4856 | 5930.2427 | 8440.6108 | 5137.965 | 2224.9082 | 6547.501 | 6400.368 | 0 | 0 | 0 | 0 | 0 | 0 | 0
NEM | OCGT / Diesel | 4093.3827 | 4370.2707 | 8543.8951 | 1870.7788 | 4897.2701 | 7631.8618 | 5714.1614 | 6884.9001 | 6141.3825 | 5017.4766 | 2871.8967 | 5496.4224 | 2506.2038 | 4547.6756 | 23761.5573 | 22529.6255 | 62350.3903 | 48767.6308 | 80627.8182 | 96794.0461 | 77122.5796 | 155313.4763 | 209792.3219 | 159737.4012 | 152538.5611
NEM | Hydro | 0 | 0 | 0 | 0 | 0 | 0 | 0 | 0 | 0 | 0 | 0 | 0 | 0 | 0 | 0 | 0 | 0 | 0 | 0 | 0 | 0 | 0 | 0 | 0 | 0
NEM | Wind | 0 | 0 | 0 | 0 | 0 | 0 | 0 | 0 | 0 | 0 | 0 | 0 | 0 | 0 | 0 | 0 | 0 | 0 | 0 | 0 | 0 | 0 | 0 | 0 | 0
NEM | Solar PV | 0 | 0 | 0 | 0 | 0 | 0 | 0 | 0 | 0 | 0 | 0 | 0 | 0 | 0 | 0 | 0 | 0 | 0 | 0 | 0 | 0 | 0 | 0 | 0 | 0
NEM | LS Battery | 0 | 0 | 0 | 0 | 0 | 0 | 0 | 0 | 0 | 0 | 0 | 0 | 0 | 0 | 0 | 0 | 0 | 0 | 0 | 0 | 0 | 0 | 0 | 0 | 0
NEM | Pumped Hydro | 0 | 0 | 0 | 0 | 0 | 0 | 0 | 0 | 0 | 0 | 0 | 0 | 0 | 0 | 0 | 0 | 0 | 0 | 0 | 0 | 0 | 0 | 0 | 0 | 0
NEM | VPP | 0 | 0 | 0 | 0 | 0 | 0 | 0 | 0 | 0 | 0 | 0 | 0 | 0 | 0 | 0 | 0 | 0 | 0 | 0 | 0 | 0 | 0 | 0 | 0 | 0
Total excluding storage |  | 2299056.2565 | 1892673.9374 | 1898757.6864 | 1745394.3588 | 1591175.8186 | 1410792.7678 | 1301056.85 | 1268518.3566 | 1018746.6823 | 930634.7081 | 788637.054 | 839706.7982 | 849717.48 | 799037.2196 | 706176.7336 | 578623.7999 | 566605.8668 | 533139.0256 | 531747.9518 | 490158.1177 | 461586.4138 | 452261.7454 | 428069.5088 | 325825.3813 | 266173.0428
Region | Technology | 2021-22 | 2022-23 | 2023-24 | 2024-25 | 2025-26 | 2026-27 | 2027-28 | 2028-29 | 2029-30 | 2030-31 | 2031-32 | 2032-33 | 2033-34 | 2034-35 | 2035-36 | 2036-37 | 2037-38 | 2038-39 | 2039-40 | 2040-41 | 2041-42 | 2042-43 | 2043-44 | 2044-45 | 2045-46
NSW1 | Black Coal | 944811.336 | 752539.792 | 773293.428 | 769647.796 | 752255.484 | 642644.654 | 633852.832 | 619197.826 | 430174.4197 | 381946.7226 | 285699.1272 | 313636.728 | 344539.848 | 309191.768 | 136145.084 | 131789.632 | 124972.644 | 116148.32 | 107904 | 85355.504 | 96187.964 | 0 | 0 | 0 | 0
NSW1 | Brown Coal | 0 | 0 | 0 | 0 | 0 | 0 | 0 | 0 | 0 | 0 | 0 | 0 | 0 | 0 | 0 | 0 | 0 | 0 | 0 | 0 | 0 | 0 | 0 | 0 | 0
NSW1 | CCGT | 1377.5398 | 2061.2102 | 1982.8611 | 3521.4473 | 3523.8601 | 3480.3844 | 3359.2926 | 3309.5539 | 3203.5316 | 3137.4557 | 3014.3505 | 2883.9794 | 2739.0977 | 5062.4416 | 38847.1887 | 23916.9298 | 46389.1636 | 48399.9117 | 56249.1716 | 44423.4784 | 42923.5019 | 55232.1297 | 11504.5992 | 0.37058 | 0.35048
NSW1 | Gas - Steam | 0 | 0 | 0 | 0 | 0 | 0 | 0 | 0 | 0 | 0 | 0 | 0 | 0 | 0 | 0 | 0 | 0 | 0 | 0 | 0 | 0 | 0 | 0 | 0 | 0
NSW1 | OCGT / Diesel | 0.19078 | 0.18004 | 384.0116 | 11.9217 | 389.0023 | 312.1859 | 271.4972 | 336.42 | 280.0908 | 424.3815 | 399.8591 | 702.611 | 417.5248 | 22.1235 | 7714.5653 | 11929.4693 | 21293.8594 | 18585.0964 | 31192.0916 | 40180.8932 | 25463.856 | 76370.4175 | 108846.2314 | 84836.5127 | 85444.473
NSW1 | Hydro | 0 | 0 | 0 | 0 | 0 | 0 | 0 | 0 | 0 | 0 | 0 | 0 | 0 | 0 | 0 | 0 | 0 | 0 | 0 | 0 | 0 | 0 | 0 | 0 | 0
NSW1 | Wind | 0 | 0 | 0 | 0 | 0 | 0 | 0 | 0 | 0 | 0 | 0 | 0 | 0 | 0 | 0 | 0 | 0 | 0 | 0 | 0 | 0 | 0 | 0 | 0 | 0
NSW1 | Solar PV | 0 | 0 | 0 | 0 | 0 | 0 | 0 | 0 | 0 | 0 | 0 | 0 | 0 | 0 | 0 | 0 | 0 | 0 | 0 | 0 | 0 | 0 | 0 | 0 | 0
NSW1 | LS Battery | 0 | 0 | 0 | 0 | 0 | 0 | 0 | 0 | 0 | 0 | 0 | 0 | 0 | 0 | 0 | 0 | 0 | 0 | 0 | 0 | 0 | 0 | 0 | 0 | 0
NSW1 | Pumped Hydro | 0 | 0 | 0 | 0 | 0 | 0 | 0 | 0 | 0 | 0 | 0 | 0 | 0 | 0 | 0 | 0 | 0 | 0 | 0 | 0 | 0 | 0 | 0 | 0 | 0
NSW1 | VPP | 0 | 0 | 0 | 0 | 0 | 0 | 0 | 0 | 0 | 0 | 0 | 0 | 0 | 0 | 0 | 0 | 0 | 0 | 0 | 0 | 0 | 0 | 0 | 0 | 0
Total excluding storage |  | 946189.0666 | 754601.1822 | 775660.3007 | 773181.1651 | 756168.3464 | 646437.2242 | 637483.6218 | 622843.7999 | 433658.0421 | 385508.5598 | 289113.3369 | 317223.3185 | 347696.4704 | 314276.3331 | 182706.838 | 167636.0312 | 192655.6669 | 183133.3282 | 195345.2632 | 169959.8756 | 164575.3219 | 131602.5472 | 120350.8307 | 84836.8833 | 85444.8235
Region | Technology | 2021-22 | 2022-23 | 2023-24 | 2024-25 | 2025-26 | 2026-27 | 2027-28 | 2028-29 | 2029-30 | 2030-31 | 2031-32 | 2032-33 | 2033-34 | 2034-35 | 2035-36 | 2036-37 | 2037-38 | 2038-39 | 2039-40 | 2040-41 | 2041-42 | 2042-43 | 2043-44 | 2044-45 | 2045-46
QLD1 | Black Coal | 896139.888 | 733884.652 | 746277.144 | 718328.15 | 600585.9453 | 540766.7545 | 461174.0724 | 446206.8358 | 404051.2071 | 368684.3896 | 334794.3408 | 362359.6356 | 350332.3972 | 326879.4427 | 303670.949 | 249277.45 | 176604.335 | 164508.069 | 153872.765 | 137639.765 | 126671.4495 | 112640.306 | 87310.9 | 63030.3795 | 47738.92
QLD1 | Brown Coal | 0 | 0 | 0 | 0 | 0 | 0 | 0 | 0 | 0 | 0 | 0 | 0 | 0 | 0 | 0 | 0 | 0 | 0 | 0 | 0 | 0 | 0 | 0 | 0 | 0
QLD1 | CCGT | 73892.5591 | 71524.6036 | 67584.1869 | 70170.8479 | 66749.6185 | 63292.1213 | 60714.4966 | 58059.5843 | 53588.6466 | 50824.1655 | 48097.4388 | 45384.6283 | 42849.6265 | 42106.3614 | 90363.2025 | 65721.7203 | 88567.4542 | 92391.1106 | 79990.2041 | 72341.5324 | 71187.4627 | 82604.492 | 78013.7292 | 63366.8732 | 27174.4118
QLD1 | Gas - Steam | 0 | 0 | 0 | 0 | 0 | 0 | 0 | 0 | 0 | 0 | 0 | 0 | 0 | 0 | 0 | 0 | 0 | 0 | 0 | 0 | 0 | 0 | 0 | 0 | 0
QLD1 | OCGT / Diesel | 65.0354 | 0.2182 | 231.7596 | 566.9545 | 2069.7641 | 1343.6131 | 486.7953 | 2195.6946 | 407.4975 | 556.2031 | 473.6863 | 1501.3273 | 326.5008 | 345.578 | 3506.5861 | 5438.6722 | 16790.9659 | 11355.9754 | 18610.4015 | 24683.0956 | 17353.3781 | 47455.1338 | 45022.1444 | 43806.1919 | 48586.6861
QLD1 | Hydro | 0 | 0 | 0 | 0 | 0 | 0 | 0 | 0 | 0 | 0 | 0 | 0 | 0 | 0 | 0 | 0 | 0 | 0 | 0 | 0 | 0 | 0 | 0 | 0 | 0
QLD1 | Wind | 0 | 0 | 0 | 0 | 0 | 0 | 0 | 0 | 0 | 0 | 0 | 0 | 0 | 0 | 0 | 0 | 0 | 0 | 0 | 0 | 0 | 0 | 0 | 0 | 0
QLD1 | Solar PV | 0 | 0 | 0 | 0 | 0 | 0 | 0 | 0 | 0 | 0 | 0 | 0 | 0 | 0 | 0 | 0 | 0 | 0 | 0 | 0 | 0 | 0 | 0 | 0 | 0
QLD1 | LS Battery | 0 | 0 | 0 | 0 | 0 | 0 | 0 | 0 | 0 | 0 | 0 | 0 | 0 | 0 | 0 | 0 | 0 | 0 | 0 | 0 | 0 | 0 | 0 | 0 | 0
QLD1 | Pumped Hydro | 0 | 0 | 0 | 0 | 0 | 0 | 0 | 0 | 0 | 0 | 0 | 0 | 0 | 0 | 0 | 0 | 0 | 0 | 0 | 0 | 0 | 0 | 0 | 0 | 0
QLD1 | VPP | 0 | 0 | 0 | 0 | 0 | 0 | 0 | 0 | 0 | 0 | 0 | 0 | 0 | 0 | 0 | 0 | 0 | 0 | 0 | 0 | 0 | 0 | 0 | 0 | 0
Total excluding storage |  | 970097.4826 | 805409.4738 | 814093.0905 | 789065.9524 | 669405.3279 | 605402.489 | 522375.3643 | 506462.1146 | 458047.3511 | 420064.7582 | 383365.466 | 409245.5912 | 393508.5245 | 369331.3821 | 397540.7376 | 320437.8425 | 281962.7552 | 268255.155 | 252473.3706 | 234664.393 | 215212.2904 | 242699.9318 | 210346.7737 | 170203.4446 | 123500.0179
Region | Technology | 2021-22 | 2022-23 | 2023-24 | 2024-25 | 2025-26 | 2026-27 | 2027-28 | 2028-29 | 2029-30 | 2030-31 | 2031-32 | 2032-33 | 2033-34 | 2034-35 | 2035-36 | 2036-37 | 2037-38 | 2038-39 | 2039-40 | 2040-41 | 2041-42 | 2042-43 | 2043-44 | 2044-45 | 2045-46
VIC1 | Black Coal | 0 | 0 | 0 | 0 | 0 | 0 | 0 | 0 | 0 | 0 | 0 | 0 | 0 | 0 | 0 | 0 | 0 | 0 | 0 | 0 | 0 | 0 | 0 | 0 | 0
VIC1 | Brown Coal | 229980.328 | 189786.794 | 197025.315 | 148475.9023 | 129689.8986 | 118437.5467 | 102610.1241 | 101168.945 | 88661.468 | 89387.239 | 84777.983 | 82594.916 | 81122.147 | 75091.461 | 68788.344 | 66968.742 | 61173.895 | 56523.14 | 53103.4445 | 53603.31 | 47492.9305 | 46470.773 | 41447.359 | 39689.8125 | 38720.284
VIC1 | CCGT | 0 | 0.090746 | 0.090837 | 0.092194 | 0.092493 | 0.094507 | 0.093156 | 0.094173 | 0.094766 | 0.093425 | 0.090544 | 0.10585 | 0.10963 | 0.11926 | 0.14882 | 0.13783 | 0.16871 | 0.16549 | 0.22526 | 0.19642 | 0.19778 | 0.23207 | 0.2455 | 0.22069 | 0.20921
VIC1 | Gas - Steam | 1403.9862 | 1212.8898 | 1470.9504 | 702.4731 | 990.4078 | 2306.9112 | 2591.0602 | 3047.1415 | 3472.3002 | 2588.997 | 1119.0055 | 854.6406 | 641.9317 | 3531.8908 | 5137.965 | 2224.9082 | 6547.501 | 6400.368 | 0 | 0 | 0 | 0 | 0 | 0 | 0
VIC1 | OCGT / Diesel | 722.2654 | 2098.3272 | 1246.0177 | 835.928 | 1173.3307 | 2582.6299 | 1722.3693 | 913.5181 | 1634.4824 | 1037.2468 | 1018.9405 | 1080.4941 | 446.3154 | 411.1446 | 5557.1024 | 1681.8624 | 7280.1015 | 2257.6943 | 8009.4592 | 10149.0989 | 11534.7802 | 8536.5869 | 25306.522 | 16790.4048 | 9841.1969
VIC1 | Hydro | 0 | 0 | 0 | 0 | 0 | 0 | 0 | 0 | 0 | 0 | 0 | 0 | 0 | 0 | 0 | 0 | 0 | 0 | 0 | 0 | 0 | 0 | 0 | 0 | 0
VIC1 | Wind | 0 | 0 | 0 | 0 | 0 | 0 | 0 | 0 | 0 | 0 | 0 | 0 | 0 | 0 | 0 | 0 | 0 | 0 | 0 | 0 | 0 | 0 | 0 | 0 | 0
VIC1 | Solar PV | 0 | 0 | 0 | 0 | 0 | 0 | 0 | 0 | 0 | 0 | 0 | 0 | 0 | 0 | 0 | 0 | 0 | 0 | 0 | 0 | 0 | 0 | 0 | 0 | 0
VIC1 | LS Battery | 0 | 0 | 0 | 0 | 0 | 0 | 0 | 0 | 0 | 0 | 0 | 0 | 0 | 0 | 0 | 0 | 0 | 0 | 0 | 0 | 0 | 0 | 0 | 0 | 0
VIC1 | Pumped Hydro | 0 | 0 | 0 | 0 | 0 | 0 | 0 | 0 | 0 | 0 | 0 | 0 | 0 | 0 | 0 | 0 | 0 | 0 | 0 | 0 | 0 | 0 | 0 | 0 | 0
VIC1 | VPP | 0 | 0 | 0 | 0 | 0 | 0 | 0 | 0 | 0 | 0 | 0 | 0 | 0 | 0 | 0 | 0 | 0 | 0 | 0 | 0 | 0 | 0 | 0 | 0 | 0
Total excluding storage |  | 232106.5796 | 193098.1018 | 199742.374 | 150014.3956 | 131853.7296 | 123327.1824 | 106923.6468 | 105129.6988 | 93768.3454 | 93013.5762 | 86916.0196 | 84530.1565 | 82210.5037 | 79034.6156 | 79483.5603 | 70875.6504 | 75001.6662 | 65181.3678 | 61113.129 | 63752.6054 | 59027.9085 | 55007.5919 | 66754.1265 | 56480.438 | 48561.6901
Region | Technology | 2021-22 | 2022-23 | 2023-24 | 2024-25 | 2025-26 | 2026-27 | 2027-28 | 2028-29 | 2029-30 | 2030-31 | 2031-32 | 2032-33 | 2033-34 | 2034-35 | 2035-36 | 2036-37 | 2037-38 | 2038-39 | 2039-40 | 2040-41 | 2041-42 | 2042-43 | 2043-44 | 2044-45 | 2045-46
SA1 | Black Coal | 0 | 0 | 0 | 0 | 0 | 0 | 0 | 0 | 0 | 0 | 0 | 0 | 0 | 0 | 0 | 0 | 0 | 0 | 0 | 0 | 0 | 0 | 0 | 0 | 0
SA1 | Brown Coal | 0 | 0 | 0 | 0 | 0 | 0 | 0 | 0 | 0 | 0 | 0 | 0 | 0 | 0 | 0 | 0 | 0 | 0 | 0 | 0 | 0 | 0 | 0 | 0 | 0
SA1 | CCGT | 80729.712 | 71986.763 | 37238.6606 | 25710.9412 | 25570.2545 | 25402.1867 | 24445.6267 | 24095.6728 | 23235.2393 | 22898.3904 | 22265.8754 | 20922.7904 | 19697.6983 | 27717.24 | 39462.1885 | 16194.5478 | 0.18834 | 0.17911 | 0.18847 | 0.17317 | 0.18224 | 0.19651 | 0.22728 | 0.20579 | 0.195
SA1 | Gas - Steam | 66627.5246 | 65306.8 | 65341.064 | 6965.837 | 6912.8965 | 6830.1605 | 6594.999 | 6547.7125 | 6218.2985 | 6149.6845 | 5996.859 | 5572.845 | 5288.311 | 4908.72 | 0 | 0 | 0 | 0 | 0 | 0 | 0 | 0 | 0 | 0 | 0
SA1 | OCGT / Diesel | 3305.7762 | 2271.4519 | 6641.9079 | 455.8591 | 1219.6777 | 3360.3191 | 3227.6333 | 3439.1597 | 3808.3914 | 2999.53 | 979.3159 | 2201.815 | 1315.7393 | 3768.7208 | 6983.1843 | 3479.5 | 16779.5774 | 16568.7255 | 22725.6015 | 21754.4447 | 22698.2416 | 22939.6342 | 30595.401 | 14103.2709 | 8551.2408
SA1 | Hydro | 0 | 0 | 0 | 0 | 0 | 0 | 0 | 0 | 0 | 0 | 0 | 0 | 0 | 0 | 0 | 0 | 0 | 0 | 0 | 0 | 0 | 0 | 0 | 0 | 0
SA1 | Wind | 0 | 0 | 0 | 0 | 0 | 0 | 0 | 0 | 0 | 0 | 0 | 0 | 0 | 0 | 0 | 0 | 0 | 0 | 0 | 0 | 0 | 0 | 0 | 0 | 0
SA1 | Solar PV | 0 | 0 | 0 | 0 | 0 | 0 | 0 | 0 | 0 | 0 | 0 | 0 | 0 | 0 | 0 | 0 | 0 | 0 | 0 | 0 | 0 | 0 | 0 | 0 | 0
SA1 | LS Battery | 0 | 0 | 0 | 0 | 0 | 0 | 0 | 0 | 0 | 0 | 0 | 0 | 0 | 0 | 0 | 0 | 0 | 0 | 0 | 0 | 0 | 0 | 0 | 0 | 0
SA1 | Pumped Hydro | 0 | 0 | 0 | 0 | 0 | 0 | 0 | 0 | 0 | 0 | 0 | 0 | 0 | 0 | 0 | 0 | 0 | 0 | 0 | 0 | 0 | 0 | 0 | 0 | 0
SA1 | VPP | 0 | 0 | 0 | 0 | 0 | 0 | 0 | 0 | 0 | 0 | 0 | 0 | 0 | 0 | 0 | 0 | 0 | 0 | 0 | 0 | 0 | 0 | 0 | 0 | 0
Total excluding storage |  | 150663.0128 | 139565.015 | 109221.6325 | 33132.6373 | 33702.8287 | 35592.6662 | 34268.259 | 34082.545 | 33261.9292 | 32047.6049 | 29242.0503 | 28697.4504 | 26301.7486 | 36394.6808 | 46445.3728 | 19674.0478 | 16779.7657 | 16568.9046 | 22725.79 | 21754.6179 | 22698.4239 | 22939.8307 | 30595.6282 | 14103.4767 | 8551.4358
Region | Technology | 2021-22 | 2022-23 | 2023-24 | 2024-25 | 2025-26 | 2026-27 | 2027-28 | 2028-29 | 2029-30 | 2030-31 | 2031-32 | 2032-33 | 2033-34 | 2034-35 | 2035-36 | 2036-37 | 2037-38 | 2038-39 | 2039-40 | 2040-41 | 2041-42 | 2042-43 | 2043-44 | 2044-45 | 2045-46
TAS1 | Black Coal | 0 | 0 | 0 | 0 | 0 | 0 | 0 | 0 | 0 | 0 | 0 | 0 | 0 | 0 | 0 | 0 | 0 | 0 | 0 | 0 | 0 | 0 | 0 | 0 | 0
TAS1 | Brown Coal | 0 | 0 | 0 | 0 | 0 | 0 | 0 | 0 | 0 | 0 | 0 | 0 | 0 | 0 | 0 | 0 | 0 | 0 | 0 | 0 | 0 | 0 | 0 | 0 | 0
TAS1 | CCGT | 0 | 0.07134 | 0.090476 | 0.093011 | 0.090663 | 0.092123 | 0.09177 | 0.090552 | 0.094008 | 0.093794 | 0.086501 | 0.10666 | 0.10922 | 0.099158 | 0.1058 | 0.10647 | 0.12657 | 0.1309 | 0.13474 | 0.11217 | 0.14545 | 0.13993 | 0.12662 | 0.11782 | 0.11128
TAS1 | Gas - Steam | 0 | 0 | 0 | 0 | 0 | 0 | 0 | 0 | 0 | 0 | 0 | 0 | 0 | 0 | 0 | 0 | 0 | 0 | 0 | 0 | 0 | 0 | 0 | 0 | 0
TAS1 | OCGT / Diesel | 0.1149 | 0.09327 | 40.1983 | 0.1155 | 45.4953 | 33.1138 | 5.8663 | 0.10776 | 10.9204 | 0.11519 | 0.094823 | 10.175 | 0.12361 | 0.10876 | 0.11918 | 0.12155 | 205.8861 | 0.13924 | 90.2644 | 26.5137 | 72.3237 | 11.7039 | 22.0231 | 201.0209 | 114.9642
TAS1 | Hydro | 0 | 0 | 0 | 0 | 0 | 0 | 0 | 0 | 0 | 0 | 0 | 0 | 0 | 0 | 0 | 0 | 0 | 0 | 0 | 0 | 0 | 0 | 0 | 0 | 0
TAS1 | Wind | 0 | 0 | 0 | 0 | 0 | 0 | 0 | 0 | 0 | 0 | 0 | 0 | 0 | 0 | 0 | 0 | 0 | 0 | 0 | 0 | 0 | 0 | 0 | 0 | 0
TAS1 | Solar PV | 0 | 0 | 0 | 0 | 0 | 0 | 0 | 0 | 0 | 0 | 0 | 0 | 0 | 0 | 0 | 0 | 0 | 0 | 0 | 0 | 0 | 0 | 0 | 0 | 0
TAS1 | LS Battery | 0 | 0 | 0 | 0 | 0 | 0 | 0 | 0 | 0 | 0 | 0 | 0 | 0 | 0 | 0 | 0 | 0 | 0 | 0 | 0 | 0 | 0 | 0 | 0 | 0
TAS1 | Pumped Hydro | 0 | 0 | 0 | 0 | 0 | 0 | 0 | 0 | 0 | 0 | 0 | 0 | 0 | 0 | 0 | 0 | 0 | 0 | 0 | 0 | 0 | 0 | 0 | 0 | 0
TAS1 | VPP | 0 | 0 | 0 | 0 | 0 | 0 | 0 | 0 | 0 | 0 | 0 | 0 | 0 | 0 | 0 | 0 | 0 | 0 | 0 | 0 | 0 | 0 | 0 | 0 | 0
Total excluding storage |  | 0.1149 | 0.16461 | 40.2888 | 0.20851 | 45.586 | 33.206 | 5.9581 | 0.19831 | 11.0144 | 0.20898 | 0.18132 | 10.2816 | 0.23283 | 0.20791 | 0.22498 | 0.22802 | 206.0127 | 0.27014 | 90.3991 | 26.6258 | 72.4691 | 11.8438 | 22.1497 | 201.1387 | 115.0755

## BaseCase_Build Cost
New generation build cost (CAPEX) by technology ($000s) - Base Case, Central Scenario
CAPEX (Install) | Real June 2019 dollars discounted to June 2021. The total capital costs are annualised for modelling purposes.
Explicitly modelled generation
Region | Technology | 2021-22 | 2022-23 | 2023-24 | 2024-25 | 2025-26 | 2026-27 | 2027-28 | 2028-29 | 2029-30 | 2030-31 | 2031-32 | 2032-33 | 2033-34 | 2034-35 | 2035-36 | 2036-37 | 2037-38 | 2038-39 | 2039-40 | 2040-41 | 2041-42 | 2042-43 | 2043-44 | 2044-45 | 2045-46
NEM | Black Coal | 0 | 0 | 0 | 0 | 0 | 0 | 0 | 0 | 0 | 0 | 0 | 0 | 0 | 0 | 0 | 0 | 0 | 0 | 0 | 0 | 0 | 0 | 0 | 0 | 0
NEM | Brown Coal | 0 | 0 | 0 | 0 | 0 | 0 | 0 | 0 | 0 | 0 | 0 | 0 | 0 | 0 | 0 | 0 | 0 | 0 | 0 | 0 | 0 | 0 | 0 | 0 | 0
NEM | CCGT | 0 | 2.0327 | 0.45835 | 0.13855 | 0.071133 | 0.027921 | 0.022643 | 0.05528 | 0.044503 | 0.0097281 | 0.0038927 | 0.23718 | 0.10134 | 0.13452 | 0.5084 | 0.11121 | 0.95329 | 0.029288 | 0.13801 | 0.01007 | 0.054537 | 0.19301 | 0.055216 | 0.005482 | 0.00036053
NEM | Gas - Steam | 0 | 0 | 0 | 0 | 0 | 0 | 0 | 0 | 0 | 0 | 0 | 0 | 0 | 0 | 0 | 0 | 0 | 0 | 0 | 0 | 0 | 0 | 0 | 0 | 0
NEM | OCGT / Diesel | 2.9944 | 0.32626 | 1.7312 | 0.24291 | 0.56045 | 0.048537 | 0.049989 | 0.061004 | 0.077643 | 0.080243 | 0.073006 | 0.1254 | 0.069442 | 0.090539 | 2.1965 | 463759.6916 | 381277.6415 | 0.0099205 | 0.184 | 0.18243 | 0.029079 | 0.019582 | 0.44828 | 24385.7961 | 0.0010085
NEM | Hydro | 0 | 0 | 0 | 0 | 0 | 0 | 0 | 0 | 0 | 0 | 0 | 0 | 0 | 0 | 0 | 0 | 0 | 0 | 0 | 0 | 0 | 0 | 0 | 0 | 0
NEM | Wind | 0 | 58.0028 | 859900.8031 | 1266873.9075 | 426968.4681 | 801047.2338 | 793305.5354 | 1672534.5843 | 944732.8474 | 0.68177 | 0.22754 | 56396.5029 | 1.8127 | 4.7959 | 1370899.132 | 849643.57 | 2084430.0946 | 496201.1991 | 17180.8624 | 0.094041 | 464532.6084 | 337029.8421 | 21329.8053 | 40466.5925 | 51974.4088
NEM | Solar PV | 6.3532 | 1190264.8722 | 390286.7696 | 0.49203 | 796318.0761 | 602040.7291 | 575504.7206 | 1.456 | 3258928.4863 | 0.40961 | 0.57918 | 1.4509 | 0.62555 | 0.47365 | 3.7862 | 0.65313 | 89999.5202 | 11133.8497 | 7219.5732 | 5178.0881 | 162078.3685 | 335298.7488 | 17918.7989 | 0.022428 | 0.036688
NEM | LS Battery | 15.4671 | 0.27965 | 0.43289 | 0 | 4.239 | 5.2602 | 3.3523 | 89036.977 | 0.0023808 | 850663.1445 | 276066.0253 | 569996.0653 | 0.22265 | 309215.208 | 204682.7703 | 0.00042074 | 0.14248 | 0.0026395 | 41628.9077 | 2814.2875 | 180796.8936 | 77324.3138 | 0.34447 | 34920.9755 | 0.099439
NEM | Pumped Hydro | 0 | 0 | 0 | 22.47 | 9.0317 | 1.4963 | 0.67868 | 1.1757 | 3002736.8593 | 0.24786 | 0.2578 | 1.2602 | 0.21203 | 1.1185 | 166557.8322 | 78323.7188 | 158127.9646 | 0.12966 | 48053.8891 | 0.86317 | 129936.8058 | 196426.2321 | 11216.5501 | 78387.914 | 0.022986
NEM | VPP | 0 | 0 | 0 | 0 | 0 | 0 | 0 | 0 | 0 | 0 | 0 | 0 | 0 | 0 | 0 | 0 | 0 | 0 | 0 | 0 | 0 | 0 | 0 | 0 | 0
Total excluding storage |  | 9.3476 | 1190325.234 | 1250189.7623 | 1266874.781 | 1223287.1758 | 1403088.0394 | 1368810.3286 | 1672536.1565 | 4203661.4558 | 1.1814 | 0.88362 | 56398.3164 | 2.6091 | 5.4946 | 1370905.623 | 1313404.0258 | 2555708.2095 | 507335.088 | 24400.7576 | 5178.3747 | 626611.0605 | 672328.8035 | 39249.1077 | 64852.4165 | 51974.4469
Region | Technology | 2021-22 | 2022-23 | 2023-24 | 2024-25 | 2025-26 | 2026-27 | 2027-28 | 2028-29 | 2029-30 | 2030-31 | 2031-32 | 2032-33 | 2033-34 | 2034-35 | 2035-36 | 2036-37 | 2037-38 | 2038-39 | 2039-40 | 2040-41 | 2041-42 | 2042-43 | 2043-44 | 2044-45 | 2045-46
NSW1 | Black Coal | 0 | 0 | 0 | 0 | 0 | 0 | 0 | 0 | 0 | 0 | 0 | 0 | 0 | 0 | 0 | 0 | 0 | 0 | 0 | 0 | 0 | 0 | 0 | 0 | 0
NSW1 | Brown Coal | 0 | 0 | 0 | 0 | 0 | 0 | 0 | 0 | 0 | 0 | 0 | 0 | 0 | 0 | 0 | 0 | 0 | 0 | 0 | 0 | 0 | 0 | 0 | 0 | 0
NSW1 | CCGT | 0 | 0.42828 | 0.21514 | 0.0031783 | 0.00033813 | 0 | 0 | 0.00091558 | 0.00069704 | 0.00029853 | 0.00017217 | 0.052917 | 0.0036796 | 0.017357 | 0.21369 | 0.052341 | 0.49973 | 0.0016354 | 4.1272e-05 | 0.00097809 | 0.00088866 | 0.08942 | 0.0010391 | 0.00043471 | 7.8997e-05
NSW1 | Gas - Steam | 0 | 0 | 0 | 0 | 0 | 0 | 0 | 0 | 0 | 0 | 0 | 0 | 0 | 0 | 0 | 0 | 0 | 0 | 0 | 0 | 0 | 0 | 0 | 0 | 0
NSW1 | OCGT / Diesel | 0.98465 | 0.042031 | 1.5118 | 0.0076771 | 0.042612 | 0.011349 | 0.020599 | 0.019613 | 0.023885 | 0.021074 | 0.020718 | 0.032089 | 0.01647 | 0.022165 | 1.5312 | 463758.7576 | 381269.584 | 0.0024992 | 0.027208 | 0.053624 | 0.0023053 | 0.012419 | 0.063791 | 0.11103 | 0.00038411
NSW1 | Hydro | 0 | 0 | 0 | 0 | 0 | 0 | 0 | 0 | 0 | 0 | 0 | 0 | 0 | 0 | 0 | 0 | 0 | 0 | 0 | 0 | 0 | 0 | 0 | 0 | 0
NSW1 | Wind | 0 | 24.6934 | 859894.9321 | 1266870.3833 | 0.060357 | 136508.6789 | 71321.2584 | 828754.9559 | 702802.7074 | 0.013467 | 0.0049629 | 0.052549 | 0.013906 | 0.085306 | 676781.854 | 0.071637 | 441120.0574 | 0.84777 | 0.85617 | 0.037905 | 369780.9536 | 86928.7346 | 0.0065704 | 0.19113 | 0.0074315
NSW1 | Solar PV | 1.4175 | 1190262.7195 | 390286.7174 | 0.39591 | 796315.5524 | 602038.259 | 575500.0517 | 0.035985 | 2858170.6602 | 0.024393 | 0.015875 | 0.076091 | 0.010115 | 0.0031718 | 0.12459 | 0.059478 | 0.95873 | 0.0058831 | 0.0035168 | 0.30371 | 77664.8572 | 130515.4202 | 0.025825 | 0.0054371 | 0.0031328
NSW1 | LS Battery | 8.5055 | 0.24223 | 0.43289 | 0 | 3.7571 | 2.1036 | 1.6769 | 1.9548 | 0.00095261 | 850648.8963 | 0.056881 | 393896.3163 | 0.0050797 | 0.00093949 | 131369.0031 | 8.9248e-05 | 0.00021066 | 0.00025647 | 0.00099312 | 0.46711 | 180796.2781 | 2.2163 | 0.051488 | 0.50943 | 0.033243
NSW1 | Pumped Hydro | 0 | 0 | 0 | 12.2597 | 6.6071 | 0.41126 | 0.32881 | 0.27096 | 3002736.332 | 0.0054414 | 0.0057046 | 0.010629 | 0.0062308 | 0.0058394 | 166538.7265 | 0.32435 | 0.038564 | 0.0054452 | 0.0061034 | 0.0047368 | 0.12896 | 0.014706 | 0.0023001 | 5403.3316 | 0.0010702
NSW1 | VPP | 0 | 0 | 0 | 0 | 0 | 0 | 0 | 0 | 0 | 0 | 0 | 0 | 0 | 0 | 0 | 0 | 0 | 0 | 0 | 0 | 0 | 0 | 0 | 0 | 0
Total excluding storage |  | 2.4022 | 1190287.8833 | 1250183.3765 | 1266870.79 | 796315.6557 | 738546.9492 | 646821.3307 | 828755.0124 | 3560973.3923 | 0.059234 | 0.041728 | 0.21365 | 0.044171 | 0.128 | 676783.7234 | 463758.9411 | 822391.0999 | 0.85779 | 0.88693 | 0.39622 | 447445.814 | 217444.2567 | 0.097226 | 0.30802 | 0.011027
Region | Technology | 2021-22 | 2022-23 | 2023-24 | 2024-25 | 2025-26 | 2026-27 | 2027-28 | 2028-29 | 2029-30 | 2030-31 | 2031-32 | 2032-33 | 2033-34 | 2034-35 | 2035-36 | 2036-37 | 2037-38 | 2038-39 | 2039-40 | 2040-41 | 2041-42 | 2042-43 | 2043-44 | 2044-45 | 2045-46
QLD1 | Black Coal | 0 | 0 | 0 | 0 | 0 | 0 | 0 | 0 | 0 | 0 | 0 | 0 | 0 | 0 | 0 | 0 | 0 | 0 | 0 | 0 | 0 | 0 | 0 | 0 | 0
QLD1 | Brown Coal | 0 | 0 | 0 | 0 | 0 | 0 | 0 | 0 | 0 | 0 | 0 | 0 | 0 | 0 | 0 | 0 | 0 | 0 | 0 | 0 | 0 | 0 | 0 | 0 | 0
QLD1 | CCGT | 0 | 0.3988 | 0.019919 | 0.063069 | 0.066435 | 0.0018284 | 0.0010444 | 0.022657 | 0.00049551 | 0.0004642 | 0.0019998 | 0.011269 | 0.024978 | 0.039411 | 0.1077 | 0.043014 | 0.22235 | 6.816e-05 | 0.00018776 | 0.00024489 | 0.0007081 | 0.035678 | 5.7177e-05 | 0.0039376 | 8.0801e-05
QLD1 | Gas - Steam | 0 | 0 | 0 | 0 | 0 | 0 | 0 | 0 | 0 | 0 | 0 | 0 | 0 | 0 | 0 | 0 | 0 | 0 | 0 | 0 | 0 | 0 | 0 | 0 | 0
QLD1 | OCGT / Diesel | 0.49183 | 0.021887 | 0.027138 | 0.20085 | 0.49232 | 0.003576 | 0.003295 | 0.003866 | 0.0021612 | 0.0021262 | 0.0020457 | 0.001942 | 0.0017172 | 0.0063259 | 0.33625 | 0.91201 | 7.8803 | 0.00059895 | 0.00058308 | 0.00038055 | 0.00034749 | 0.0004541 | 0.00026101 | 0.00040255 | 0.00015496
QLD1 | Hydro | 0 | 0 | 0 | 0 | 0 | 0 | 0 | 0 | 0 | 0 | 0 | 0 | 0 | 0 | 0 | 0 | 0 | 0 | 0 | 0 | 0 | 0 | 0 | 0 | 0
QLD1 | Wind | 0 | 11.2488 | 0.51878 | 0.9829 | 426967.8452 | 664537.0198 | 721984.1325 | 843775.2733 | 241928.3759 | 0.024951 | 0.018851 | 0.093318 | 0.03436 | 0.15652 | 310478.9166 | 538558.099 | 1359669.0354 | 0.010654 | 0.0052389 | 0.0072508 | 0.0244 | 125234.9392 | 0.32049 | 40445.2547 | 23762.5566
QLD1 | Solar PV | 2.0558 | 0.8605 | 0.0092846 | 0.0015508 | 1.1538 | 1.7473 | 4.3982 | 1.2641 | 400757.5749 | 0.016844 | 0.027809 | 0.018503 | 0.008313 | 0.0032139 | 0.078114 | 0.078975 | 89996.8329 | 0.0084824 | 0.002345 | 0.031814 | 0.02099 | 158545.0814 | 0.012988 | 0.0050593 | 0.0061629
QLD1 | LS Battery | 1.6798 | 0.0057931 | 0 | 0 | 0.47816 | 1.4609 | 0.069112 | 89034.5154 | 0.00048605 | 0.36147 | 276065.5971 | 0.24571 | 0.092654 | 268063.8139 | 0.12087 | 5.3575e-05 | 5.2133e-05 | 4.0248e-05 | 7.8557e-05 | 0.00018818 | 0.10912 | 48512.1469 | 0.0010323 | 10623.5222 | 0.003197
QLD1 | Pumped Hydro | 0 | 0 | 0 | 2.8791 | 1.8465 | 0.045747 | 0.021926 | 0.5669 | 0.018275 | 0.0066524 | 0.011137 | 0.031932 | 0.021561 | 0.40286 | 15.5806 | 78322.4094 | 158125.8919 | 0.0040419 | 0.0051533 | 0.0037839 | 129934.2142 | 129864.4117 | 0.00057352 | 51089.2979 | 0.014747
QLD1 | VPP | 0 | 0 | 0 | 0 | 0 | 0 | 0 | 0 | 0 | 0 | 0 | 0 | 0 | 0 | 0 | 0 | 0 | 0 | 0 | 0 | 0 | 0 | 0 | 0 | 0
Total excluding storage |  | 2.5476 | 12.53 | 0.57512 | 1.2484 | 426969.5578 | 664538.7725 | 721988.5351 | 843776.564 | 642685.9535 | 0.044385 | 0.050705 | 0.12503 | 0.069368 | 0.20547 | 310479.4387 | 538559.133 | 1449673.971 | 0.019804 | 0.0083548 | 0.03969 | 0.046445 | 283780.0567 | 0.3338 | 40445.2641 | 23762.563
Region | Technology | 2021-22 | 2022-23 | 2023-24 | 2024-25 | 2025-26 | 2026-27 | 2027-28 | 2028-29 | 2029-30 | 2030-31 | 2031-32 | 2032-33 | 2033-34 | 2034-35 | 2035-36 | 2036-37 | 2037-38 | 2038-39 | 2039-40 | 2040-41 | 2041-42 | 2042-43 | 2043-44 | 2044-45 | 2045-46
VIC1 | Black Coal | 0 | 0 | 0 | 0 | 0 | 0 | 0 | 0 | 0 | 0 | 0 | 0 | 0 | 0 | 0 | 0 | 0 | 0 | 0 | 0 | 0 | 0 | 0 | 0 | 0
VIC1 | Brown Coal | 0 | 0 | 0 | 0 | 0 | 0 | 0 | 0 | 0 | 0 | 0 | 0 | 0 | 0 | 0 | 0 | 0 | 0 | 0 | 0 | 0 | 0 | 0 | 0 | 0
VIC1 | CCGT | 0 | 0.48027 | 0.0023993 | 0.031589 | 0.0032258 | 0.017008 | 0.0063852 | 0.010568 | 0.012429 | 0.0025959 | 0.00074667 | 0.057186 | 0.027008 | 0.040574 | 0.088254 | 0.00026346 | 0.068361 | 0.0076542 | 0.10819 | 0.00014474 | 0.00075433 | 0.044945 | 0.022802 | 0.00029974 | 7.6695e-05
VIC1 | Gas - Steam | 0 | 0 | 0 | 0 | 0 | 0 | 0 | 0 | 0 | 0 | 0 | 0 | 0 | 0 | 0 | 0 | 0 | 0 | 0 | 0 | 0 | 0 | 0 | 0 | 0
VIC1 | OCGT / Diesel | 0.49307 | 0.23708 | 0.0022157 | 0.0020715 | 0.0017776 | 0.0027351 | 0.0028978 | 0.0029598 | 0.0059342 | 0.016415 | 0.018732 | 0.029776 | 0.014866 | 0.020775 | 0.11884 | 0.002238 | 0.0032243 | 0.0013123 | 0.13291 | 0.0013134 | 0.0012892 | 0.0033064 | 0.057264 | 0.12681 | 0.00016028
VIC1 | Hydro | 0 | 0 | 0 | 0 | 0 | 0 | 0 | 0 | 0 | 0 | 0 | 0 | 0 | 0 | 0 | 0 | 0 | 0 | 0 | 0 | 0 | 0 | 0 | 0 | 0
VIC1 | Wind | 0 | 7.3894 | 0.36661 | 0.86018 | 0.32912 | 0.48133 | 0.033046 | 1.2265 | 0.57044 | 0.21908 | 0.15819 | 1.6935 | 0.53341 | 1.8192 | 18.5727 | 0.29558 | 41855.4024 | 225809.8082 | 5.2744 | 0.025897 | 91783.7492 | 124865.5394 | 21329.3534 | 21.0232 | 28211.7535
VIC1 | Solar PV | 0.66344 | 0.31806 | 0.00041068 | 0.091417 | 0.36861 | 0.21137 | 0.022322 | 0.065795 | 0.038529 | 0.10482 | 0.14651 | 0.2655 | 0.1545 | 0.088788 | 0.70573 | 0.24034 | 0.80845 | 3330.4414 | 7219.5481 | 0.0049245 | 26735.3767 | 46238.207 | 8331.0158 | 0.0012725 | 0.024403
VIC1 | LS Battery | 1.8712 | 0.0071359 | 0 | 0 | 0.00089354 | 0.73467 | 0.59059 | 0.072833 | 0.00034451 | 5.3847 | 0.0072108 | 9.181 | 0.00086419 | 0.00046503 | 0.00023878 | 0 | 4.378e-05 | 7.2631e-05 | 41628.6966 | 0.0003294 | 0.0076565 | 0.10229 | 0.0042372 | 0.042265 | 0.0078842
VIC1 | Pumped Hydro | 0 | 0 | 0 | 2.7404 | 0.16127 | 0.69671 | 0.054261 | 0.055991 | 0.21833 | 0.072891 | 0.0093807 | 0.75403 | 0.047889 | 0.36106 | 2.4372 | 0.010166 | 0.045524 | 0.020031 | 48053.4574 | 0.0078348 | 0.066447 | 66561.7793 | 11216.387 | 21895.1539 | 0.0037823
VIC1 | VPP | 0 | 0 | 0 | 0 | 0 | 0 | 0 | 0 | 0 | 0 | 0 | 0 | 0 | 0 | 0 | 0 | 0 | 0 | 0 | 0 | 0 | 0 | 0 | 0 | 0
Total excluding storage |  | 1.1565 | 8.4249 | 0.37163 | 0.98526 | 0.70274 | 0.71244 | 0.064651 | 1.3058 | 0.62734 | 0.34292 | 0.32418 | 2.0459 | 0.72978 | 1.9693 | 19.4855 | 0.53843 | 41856.2825 | 229140.2586 | 7225.0635 | 0.03228 | 118519.1279 | 171103.7947 | 29660.4494 | 21.1516 | 28211.7781
Region | Technology | 2021-22 | 2022-23 | 2023-24 | 2024-25 | 2025-26 | 2026-27 | 2027-28 | 2028-29 | 2029-30 | 2030-31 | 2031-32 | 2032-33 | 2033-34 | 2034-35 | 2035-36 | 2036-37 | 2037-38 | 2038-39 | 2039-40 | 2040-41 | 2041-42 | 2042-43 | 2043-44 | 2044-45 | 2045-46
SA1 | Black Coal | 0 | 0 | 0 | 0 | 0 | 0 | 0 | 0 | 0 | 0 | 0 | 0 | 0 | 0 | 0 | 0 | 0 | 0 | 0 | 0 | 0 | 0 | 0 | 0 | 0
SA1 | Brown Coal | 0 | 0 | 0 | 0 | 0 | 0 | 0 | 0 | 0 | 0 | 0 | 0 | 0 | 0 | 0 | 0 | 0 | 0 | 0 | 0 | 0 | 0 | 0 | 0 | 0
SA1 | CCGT | 0 | 0.3538 | 0.11925 | 0.0021735 | 0.00059176 | 0.0011345 | 0.0041244 | 0.015529 | 0.01176 | 0.0044831 | 0.00085893 | 0.051379 | 0.024693 | 0.036824 | 0.071276 | 0.00031346 | 0.11116 | 0.00038839 | 0.021392 | 0.0086536 | 0.012895 | 0.021556 | 0.031179 | 0.00062009 | 4.6734e-05
SA1 | Gas - Steam | 0 | 0 | 0 | 0 | 0 | 0 | 0 | 0 | 0 | 0 | 0 | 0 | 0 | 0 | 0 | 0 | 0 | 0 | 0 | 0 | 0 | 0 | 0 | 0 | 0
SA1 | OCGT / Diesel | 0.51558 | 0.013697 | 0.15622 | 0.0027342 | 0.0030496 | 0.003009 | 0.0038881 | 0.013205 | 0.022285 | 0.019025 | 0.017065 | 0.034488 | 0.015239 | 0.025879 | 0.19071 | 0.0021741 | 0.1393 | 0.00096567 | 0.0024925 | 0.12497 | 0.0024836 | 0.00092455 | 0.26606 | 24385.557 | 0.00011363
SA1 | Hydro | 0 | 0 | 0 | 0 | 0 | 0 | 0 | 0 | 0 | 0 | 0 | 0 | 0 | 0 | 0 | 0 | 0 | 0 | 0 | 0 | 0 | 0 | 0 | 0 | 0
SA1 | Wind | 0 | 10.624 | 2.7488 | 0.7221 | 0.20893 | 0.75352 | 0.087366 | 2.3767 | 0.80574 | 0.36951 | 0.041741 | 3.5947 | 1.1305 | 2.727 | 316334.9734 | 18290.2369 | 200887.9451 | 267269.7525 | 17174.7096 | 0.020384 | 1.0709 | 0.62141 | 0.12242 | 0.12077 | 0.089166
SA1 | Solar PV | 1.9489 | 0.8739 | 0.031529 | 0.0030107 | 0.86826 | 0.39383 | 0.22046 | 0.081648 | 0.11542 | 0.23092 | 0.38867 | 0.59949 | 0.45178 | 0.37838 | 2.8761 | 0.27112 | 0.91796 | 7803.3736 | 0.017658 | 5177.7475 | 57678.0558 | 0.033977 | 9587.7441 | 0.01014 | 0.0028492
SA1 | LS Battery | 1.8559 | 0.015427 | 0 | 0 | 0.00068398 | 0.54161 | 0.65419 | 0.2748 | 0.00037706 | 7.1173 | 0.0091001 | 176090.2948 | 0.0027899 | 41151.2831 | 73313.6443 | 3.7725e-05 | 0.058343 | 5.3602e-05 | 0.00018335 | 2813.8136 | 0.009126 | 28809.8428 | 0.014603 | 24296.8968 | 0.051565
SA1 | Pumped Hydro | 0 | 0 | 0 | 2.5488 | 0.23193 | 0.22952 | 0.17592 | 0.15097 | 0.21263 | 0.10247 | 0.023391 | 0.44422 | 0.085381 | 0.2044 | 0.97725 | 0.017108 | 0.83467 | 0.013709 | 0.056767 | 0.83905 | 0.059784 | 0.021822 | 0.15616 | 0.12914 | 0.002659
SA1 | VPP | 0 | 0 | 0 | 0 | 0 | 0 | 0 | 0 | 0 | 0 | 0 | 0 | 0 | 0 | 0 | 0 | 0 | 0 | 0 | 0 | 0 | 0 | 0 | 0 | 0
Total excluding storage |  | 2.4645 | 11.8654 | 3.0558 | 0.73002 | 1.0808 | 1.1515 | 0.31584 | 2.4871 | 0.9552 | 0.62393 | 0.44834 | 4.28 | 1.6222 | 3.1681 | 316338.1114 | 18290.5105 | 200889.1136 | 275073.1275 | 17174.7511 | 5177.9015 | 57679.142 | 0.67787 | 9588.1638 | 24385.6886 | 0.092175
Region | Technology | 2021-22 | 2022-23 | 2023-24 | 2024-25 | 2025-26 | 2026-27 | 2027-28 | 2028-29 | 2029-30 | 2030-31 | 2031-32 | 2032-33 | 2033-34 | 2034-35 | 2035-36 | 2036-37 | 2037-38 | 2038-39 | 2039-40 | 2040-41 | 2041-42 | 2042-43 | 2043-44 | 2044-45 | 2045-46
TAS1 | Black Coal | 0 | 0 | 0 | 0 | 0 | 0 | 0 | 0 | 0 | 0 | 0 | 0 | 0 | 0 | 0 | 0 | 0 | 0 | 0 | 0 | 0 | 0 | 0 | 0 | 0
TAS1 | Brown Coal | 0 | 0 | 0 | 0 | 0 | 0 | 0 | 0 | 0 | 0 | 0 | 0 | 0 | 0 | 0 | 0 | 0 | 0 | 0 | 0 | 0 | 0 | 0 | 0 | 0
TAS1 | CCGT | 0 | 0.37159 | 0.10163 | 0.03854 | 0.00054236 | 0.00795 | 0.011089 | 0.0056102 | 0.019121 | 0.0018864 | 0.00011514 | 0.064425 | 0.020986 | 0.00035371 | 0.027473 | 0.015278 | 0.051686 | 0.019541 | 0.0081995 | 4.8742e-05 | 0.039292 | 0.0014097 | 0.00013828 | 0.00018985 | 7.7303e-05
TAS1 | Gas - Steam | 0 | 0 | 0 | 0 | 0 | 0 | 0 | 0 | 0 | 0 | 0 | 0 | 0 | 0 | 0 | 0 | 0 | 0 | 0 | 0 | 0 | 0 | 0 | 0 | 0
TAS1 | OCGT / Diesel | 0.5093 | 0.011566 | 0.033831 | 0.029584 | 0.020689 | 0.027868 | 0.019309 | 0.02136 | 0.023378 | 0.021603 | 0.014445 | 0.027103 | 0.021149 | 0.015394 | 0.019543 | 0.017499 | 0.03464 | 0.0045444 | 0.020815 | 0.002142 | 0.022653 | 0.0024777 | 0.060907 | 0.00082424 | 0.00019549
TAS1 | Hydro | 0 | 0 | 0 | 0 | 0 | 0 | 0 | 0 | 0 | 0 | 0 | 0 | 0 | 0 | 0 | 0 | 0 | 0 | 0 | 0 | 0 | 0 | 0 | 0 | 0
TAS1 | Wind | 0 | 4.0471 | 2.2369 | 0.95906 | 0.024443 | 0.30034 | 0.024002 | 0.75181 | 0.38787 | 0.054759 | 0.0037981 | 56391.0689 | 0.10058 | 0.0078802 | 67284.8153 | 292794.8669 | 40897.6542 | 3120.7799 | 0.017026 | 0.0026036 | 2966.8103 | 0.0074568 | 0.0023901 | 0.0027282 | 0.0021501
TAS1 | Solar PV | 0.26754 | 0.10027 | 0.010988 | 0.00013823 | 0.1331 | 0.11764 | 0.027966 | 0.0083829 | 0.097159 | 0.032637 | 0.00030662 | 0.49129 | 0.00084265 | 9.778e-05 | 0.0016458 | 0.0032176 | 0.0020904 | 0.020408 | 0.0016253 | 0.00013189 | 0.057799 | 0.00623 | 0.00011856 | 0.0005191 | 0.00013977
TAS1 | LS Battery | 1.5548 | 0.0090723 | 0 | 0 | 0.0020662 | 0.41941 | 0.36153 | 0.15913 | 0.00022059 | 1.3848 | 0.35502 | 0.027424 | 0.12127 | 0.10967 | 0.0017982 | 0.00024019 | 0.083826 | 0.0022165 | 0.20986 | 0.0062317 | 0.48955 | 0.0055092 | 0.27311 | 0.0048683 | 0.00355
TAS1 | Pumped Hydro | 0 | 0 | 0 | 2.042 | 0.18487 | 0.1131 | 0.097764 | 0.13088 | 0.078036 | 0.060412 | 0.20819 | 0.019416 | 0.050966 | 0.14435 | 0.11064 | 0.95777 | 1.1539 | 0.086431 | 0.36373 | 0.0077677 | 2.3364 | 0.0045475 | 0.0040337 | 0.0014597 | 0.00072752
TAS1 | VPP | 0 | 0 | 0 | 0 | 0 | 0 | 0 | 0 | 0 | 0 | 0 | 0 | 0 | 0 | 0 | 0 | 0 | 0 | 0 | 0 | 0 | 0 | 0 | 0 | 0
Total excluding storage |  | 0.77683 | 4.5305 | 2.3833 | 1.0273 | 0.17877 | 0.4538 | 0.082366 | 0.78716 | 0.52752 | 0.11089 | 0.018665 | 56391.6517 | 0.14355 | 0.023725 | 67284.8639 | 292794.9029 | 40897.7426 | 3120.8244 | 0.047666 | 0.0049262 | 2966.9301 | 0.017574 | 0.063554 | 0.0042614 | 0.0025627

## BaseCase_REHAB Cost
Rehabilition cost by technology ($000s) - Base Case, Central Scenario
REHAB | Real June 2019 dollars discounted to June 2021
Explicitly modelled generation
Region | Technology | 2021-22 | 2022-23 | 2023-24 | 2024-25 | 2025-26 | 2026-27 | 2027-28 | 2028-29 | 2029-30 | 2030-31 | 2031-32 | 2032-33 | 2033-34 | 2034-35 | 2035-36 | 2036-37 | 2037-38 | 2038-39 | 2039-40 | 2040-41 | 2041-42 | 2042-43 | 2043-44 | 2044-45 | 2045-46
NEM | Black Coal | 0 | 0 | 0 | 1807.9437 | 63834.591 | 0.075491 | 23740.568 | 4.3885e-05 | 11695.3566 | 4543.0345 | 5490.3915 | 0 | 3.1044e-06 | 4.9837e-06 | 0 | 0 | 0 | 0 | 0 | 0 | 0 | 0 | 0 | 2.7803e-07 | 3.6479e-07
NEM | Brown Coal | 0 | 0 | 0 | 32986.653 | 5549.9355 | 0.007002 | 17.1966 | 1.0817e-05 | 0 | 0 | 0 | 0 | 0 | 0 | 0 | 0 | 0 | 0 | 0 | 0 | 0 | 0 | 0 | 0 | 1.7106e-06
NEM | CCGT | 0 | 0 | 0 | 0 | 0 | 0 | 0 | 0 | 0 | 0 | 0 | 0 | 0 | 0 | 0 | 0 | 0 | 0 | 0 | 0 | 0 | 0 | 0 | 0 | 0
NEM | Gas - Steam | 0 | 0 | 0 | 0 | 0 | 0 | 0 | 0 | 0 | 0 | 0 | 0 | 0 | 0 | 0 | 0 | 0 | 0 | 0 | 0 | 0 | 0 | 0 | 0 | 0
NEM | OCGT / Diesel | 0 | 0 | 0 | 0 | 0 | 0 | 0 | 0 | 0 | 0 | 0 | 0 | 0 | 0 | 0 | 0 | 0 | 0 | 0 | 0 | 0 | 0 | 0 | 0 | 0
NEM | Hydro | 0 | 0 | 0 | 0 | 0 | 0 | 0 | 0 | 0 | 0 | 0 | 0 | 0 | 0 | 0 | 0 | 0 | 0 | 0 | 0 | 0 | 0 | 0 | 0 | 0
NEM | Wind | 0 | 0 | 0 | 0 | 0 | 0 | 0 | 0 | 0 | 0 | 0 | 0 | 0 | 0 | 0 | 0 | 0 | 0 | 0 | 0 | 0 | 0 | 0 | 0 | 0
NEM | Solar PV | 0 | 0 | 0 | 0 | 0 | 0 | 0 | 0 | 0 | 0 | 0 | 0 | 0 | 0 | 0 | 0 | 0 | 0 | 0 | 0 | 0 | 0 | 0 | 0 | 0
NEM | LS Battery | 0 | 0 | 0 | 0 | 0 | 0 | 0 | 0 | 0 | 0 | 0 | 0 | 0 | 0 | 0 | 0 | 0 | 0 | 0 | 0 | 0 | 0 | 0 | 0 | 0
NEM | Pumped Hydro | 0 | 0 | 0 | 0 | 0 | 0 | 0 | 0 | 0 | 0 | 0 | 0 | 0 | 0 | 0 | 0 | 0 | 0 | 0 | 0 | 0 | 0 | 0 | 0 | 0
NEM | VPP | 0 | 0 | 0 | 0 | 0 | 0 | 0 | 0 | 0 | 0 | 0 | 0 | 0 | 0 | 0 | 0 | 0 | 0 | 0 | 0 | 0 | 0 | 0 | 0 | 0
Total excluding storage |  | 0 | 0 | 0 | 34794.5967 | 69384.5265 | 0.082493 | 23757.7646 | 5.4701e-05 | 11695.3566 | 4543.0345 | 5490.3915 | 0 | 3.1044e-06 | 4.9837e-06 | 0 | 0 | 0 | 0 | 0 | 0 | 0 | 0 | 0 | 2.7803e-07 | 2.0754e-06
Region | Technology | 2021-22 | 2022-23 | 2023-24 | 2024-25 | 2025-26 | 2026-27 | 2027-28 | 2028-29 | 2029-30 | 2030-31 | 2031-32 | 2032-33 | 2033-34 | 2034-35 | 2035-36 | 2036-37 | 2037-38 | 2038-39 | 2039-40 | 2040-41 | 2041-42 | 2042-43 | 2043-44 | 2044-45 | 2045-46
NSW1 | Black Coal | 0 | 0 | 0 | 0.00020955 | 0.16117 | 0.0068024 | 20357.8158 | 4.3885e-05 | 11695.3565 | 4543.0345 | 5490.3915 | 0 | 3.1044e-06 | 4.4519e-06 | 0 | 0 | 0 | 0 | 0 | 0 | 0 | 0 | 0 | 0 | 0
NSW1 | Brown Coal | 0 | 0 | 0 | 0 | 0 | 0 | 0 | 0 | 0 | 0 | 0 | 0 | 0 | 0 | 0 | 0 | 0 | 0 | 0 | 0 | 0 | 0 | 0 | 0 | 0
NSW1 | CCGT | 0 | 0 | 0 | 0 | 0 | 0 | 0 | 0 | 0 | 0 | 0 | 0 | 0 | 0 | 0 | 0 | 0 | 0 | 0 | 0 | 0 | 0 | 0 | 0 | 0
NSW1 | Gas - Steam | 0 | 0 | 0 | 0 | 0 | 0 | 0 | 0 | 0 | 0 | 0 | 0 | 0 | 0 | 0 | 0 | 0 | 0 | 0 | 0 | 0 | 0 | 0 | 0 | 0
NSW1 | OCGT / Diesel | 0 | 0 | 0 | 0 | 0 | 0 | 0 | 0 | 0 | 0 | 0 | 0 | 0 | 0 | 0 | 0 | 0 | 0 | 0 | 0 | 0 | 0 | 0 | 0 | 0
NSW1 | Hydro | 0 | 0 | 0 | 0 | 0 | 0 | 0 | 0 | 0 | 0 | 0 | 0 | 0 | 0 | 0 | 0 | 0 | 0 | 0 | 0 | 0 | 0 | 0 | 0 | 0
NSW1 | Wind | 0 | 0 | 0 | 0 | 0 | 0 | 0 | 0 | 0 | 0 | 0 | 0 | 0 | 0 | 0 | 0 | 0 | 0 | 0 | 0 | 0 | 0 | 0 | 0 | 0
NSW1 | Solar PV | 0 | 0 | 0 | 0 | 0 | 0 | 0 | 0 | 0 | 0 | 0 | 0 | 0 | 0 | 0 | 0 | 0 | 0 | 0 | 0 | 0 | 0 | 0 | 0 | 0
NSW1 | LS Battery | 0 | 0 | 0 | 0 | 0 | 0 | 0 | 0 | 0 | 0 | 0 | 0 | 0 | 0 | 0 | 0 | 0 | 0 | 0 | 0 | 0 | 0 | 0 | 0 | 0
NSW1 | Pumped Hydro | 0 | 0 | 0 | 0 | 0 | 0 | 0 | 0 | 0 | 0 | 0 | 0 | 0 | 0 | 0 | 0 | 0 | 0 | 0 | 0 | 0 | 0 | 0 | 0 | 0
NSW1 | VPP | 0 | 0 | 0 | 0 | 0 | 0 | 0 | 0 | 0 | 0 | 0 | 0 | 0 | 0 | 0 | 0 | 0 | 0 | 0 | 0 | 0 | 0 | 0 | 0 | 0
Total excluding storage |  | 0 | 0 | 0 | 0.00020955 | 0.16117 | 0.0068024 | 20357.8158 | 4.3885e-05 | 11695.3565 | 4543.0345 | 5490.3915 | 0 | 3.1044e-06 | 4.4519e-06 | 0 | 0 | 0 | 0 | 0 | 0 | 0 | 0 | 0 | 0 | 0
Region | Technology | 2021-22 | 2022-23 | 2023-24 | 2024-25 | 2025-26 | 2026-27 | 2027-28 | 2028-29 | 2029-30 | 2030-31 | 2031-32 | 2032-33 | 2033-34 | 2034-35 | 2035-36 | 2036-37 | 2037-38 | 2038-39 | 2039-40 | 2040-41 | 2041-42 | 2042-43 | 2043-44 | 2044-45 | 2045-46
QLD1 | Black Coal | 0 | 0 | 0 | 1807.9435 | 63834.4299 | 0.068688 | 3382.7522 | 0 | 2.3534e-05 | 3.0977e-06 | 0 | 0 | 0 | 5.3181e-07 | 0 | 0 | 0 | 0 | 0 | 0 | 0 | 0 | 0 | 2.7803e-07 | 3.6479e-07
QLD1 | Brown Coal | 0 | 0 | 0 | 0 | 0 | 0 | 0 | 0 | 0 | 0 | 0 | 0 | 0 | 0 | 0 | 0 | 0 | 0 | 0 | 0 | 0 | 0 | 0 | 0 | 0
QLD1 | CCGT | 0 | 0 | 0 | 0 | 0 | 0 | 0 | 0 | 0 | 0 | 0 | 0 | 0 | 0 | 0 | 0 | 0 | 0 | 0 | 0 | 0 | 0 | 0 | 0 | 0
QLD1 | Gas - Steam | 0 | 0 | 0 | 0 | 0 | 0 | 0 | 0 | 0 | 0 | 0 | 0 | 0 | 0 | 0 | 0 | 0 | 0 | 0 | 0 | 0 | 0 | 0 | 0 | 0
QLD1 | OCGT / Diesel | 0 | 0 | 0 | 0 | 0 | 0 | 0 | 0 | 0 | 0 | 0 | 0 | 0 | 0 | 0 | 0 | 0 | 0 | 0 | 0 | 0 | 0 | 0 | 0 | 0
QLD1 | Hydro | 0 | 0 | 0 | 0 | 0 | 0 | 0 | 0 | 0 | 0 | 0 | 0 | 0 | 0 | 0 | 0 | 0 | 0 | 0 | 0 | 0 | 0 | 0 | 0 | 0
QLD1 | Wind | 0 | 0 | 0 | 0 | 0 | 0 | 0 | 0 | 0 | 0 | 0 | 0 | 0 | 0 | 0 | 0 | 0 | 0 | 0 | 0 | 0 | 0 | 0 | 0 | 0
QLD1 | Solar PV | 0 | 0 | 0 | 0 | 0 | 0 | 0 | 0 | 0 | 0 | 0 | 0 | 0 | 0 | 0 | 0 | 0 | 0 | 0 | 0 | 0 | 0 | 0 | 0 | 0
QLD1 | LS Battery | 0 | 0 | 0 | 0 | 0 | 0 | 0 | 0 | 0 | 0 | 0 | 0 | 0 | 0 | 0 | 0 | 0 | 0 | 0 | 0 | 0 | 0 | 0 | 0 | 0
QLD1 | Pumped Hydro | 0 | 0 | 0 | 0 | 0 | 0 | 0 | 0 | 0 | 0 | 0 | 0 | 0 | 0 | 0 | 0 | 0 | 0 | 0 | 0 | 0 | 0 | 0 | 0 | 0
QLD1 | VPP | 0 | 0 | 0 | 0 | 0 | 0 | 0 | 0 | 0 | 0 | 0 | 0 | 0 | 0 | 0 | 0 | 0 | 0 | 0 | 0 | 0 | 0 | 0 | 0 | 0
Total excluding storage |  | 0 | 0 | 0 | 1807.9435 | 63834.4299 | 0.068688 | 3382.7522 | 0 | 2.3534e-05 | 3.0977e-06 | 0 | 0 | 0 | 5.3181e-07 | 0 | 0 | 0 | 0 | 0 | 0 | 0 | 0 | 0 | 2.7803e-07 | 3.6479e-07
Region | Technology | 2021-22 | 2022-23 | 2023-24 | 2024-25 | 2025-26 | 2026-27 | 2027-28 | 2028-29 | 2029-30 | 2030-31 | 2031-32 | 2032-33 | 2033-34 | 2034-35 | 2035-36 | 2036-37 | 2037-38 | 2038-39 | 2039-40 | 2040-41 | 2041-42 | 2042-43 | 2043-44 | 2044-45 | 2045-46
VIC1 | Black Coal | 0 | 0 | 0 | 0 | 0 | 0 | 0 | 0 | 0 | 0 | 0 | 0 | 0 | 0 | 0 | 0 | 0 | 0 | 0 | 0 | 0 | 0 | 0 | 0 | 0
VIC1 | Brown Coal | 0 | 0 | 0 | 32986.653 | 5549.9355 | 0.007002 | 17.1966 | 1.0817e-05 | 0 | 0 | 0 | 0 | 0 | 0 | 0 | 0 | 0 | 0 | 0 | 0 | 0 | 0 | 0 | 0 | 1.7106e-06
VIC1 | CCGT | 0 | 0 | 0 | 0 | 0 | 0 | 0 | 0 | 0 | 0 | 0 | 0 | 0 | 0 | 0 | 0 | 0 | 0 | 0 | 0 | 0 | 0 | 0 | 0 | 0
VIC1 | Gas - Steam | 0 | 0 | 0 | 0 | 0 | 0 | 0 | 0 | 0 | 0 | 0 | 0 | 0 | 0 | 0 | 0 | 0 | 0 | 0 | 0 | 0 | 0 | 0 | 0 | 0
VIC1 | OCGT / Diesel | 0 | 0 | 0 | 0 | 0 | 0 | 0 | 0 | 0 | 0 | 0 | 0 | 0 | 0 | 0 | 0 | 0 | 0 | 0 | 0 | 0 | 0 | 0 | 0 | 0
VIC1 | Hydro | 0 | 0 | 0 | 0 | 0 | 0 | 0 | 0 | 0 | 0 | 0 | 0 | 0 | 0 | 0 | 0 | 0 | 0 | 0 | 0 | 0 | 0 | 0 | 0 | 0
VIC1 | Wind | 0 | 0 | 0 | 0 | 0 | 0 | 0 | 0 | 0 | 0 | 0 | 0 | 0 | 0 | 0 | 0 | 0 | 0 | 0 | 0 | 0 | 0 | 0 | 0 | 0
VIC1 | Solar PV | 0 | 0 | 0 | 0 | 0 | 0 | 0 | 0 | 0 | 0 | 0 | 0 | 0 | 0 | 0 | 0 | 0 | 0 | 0 | 0 | 0 | 0 | 0 | 0 | 0
VIC1 | LS Battery | 0 | 0 | 0 | 0 | 0 | 0 | 0 | 0 | 0 | 0 | 0 | 0 | 0 | 0 | 0 | 0 | 0 | 0 | 0 | 0 | 0 | 0 | 0 | 0 | 0
VIC1 | Pumped Hydro | 0 | 0 | 0 | 0 | 0 | 0 | 0 | 0 | 0 | 0 | 0 | 0 | 0 | 0 | 0 | 0 | 0 | 0 | 0 | 0 | 0 | 0 | 0 | 0 | 0
VIC1 | VPP | 0 | 0 | 0 | 0 | 0 | 0 | 0 | 0 | 0 | 0 | 0 | 0 | 0 | 0 | 0 | 0 | 0 | 0 | 0 | 0 | 0 | 0 | 0 | 0 | 0
Total excluding storage |  | 0 | 0 | 0 | 32986.653 | 5549.9355 | 0.007002 | 17.1966 | 1.0817e-05 | 0 | 0 | 0 | 0 | 0 | 0 | 0 | 0 | 0 | 0 | 0 | 0 | 0 | 0 | 0 | 0 | 1.7106e-06
Region | Technology | 2021-22 | 2022-23 | 2023-24 | 2024-25 | 2025-26 | 2026-27 | 2027-28 | 2028-29 | 2029-30 | 2030-31 | 2031-32 | 2032-33 | 2033-34 | 2034-35 | 2035-36 | 2036-37 | 2037-38 | 2038-39 | 2039-40 | 2040-41 | 2041-42 | 2042-43 | 2043-44 | 2044-45 | 2045-46
SA1 | Black Coal | 0 | 0 | 0 | 0 | 0 | 0 | 0 | 0 | 0 | 0 | 0 | 0 | 0 | 0 | 0 | 0 | 0 | 0 | 0 | 0 | 0 | 0 | 0 | 0 | 0
SA1 | Brown Coal | 0 | 0 | 0 | 0 | 0 | 0 | 0 | 0 | 0 | 0 | 0 | 0 | 0 | 0 | 0 | 0 | 0 | 0 | 0 | 0 | 0 | 0 | 0 | 0 | 0
SA1 | CCGT | 0 | 0 | 0 | 0 | 0 | 0 | 0 | 0 | 0 | 0 | 0 | 0 | 0 | 0 | 0 | 0 | 0 | 0 | 0 | 0 | 0 | 0 | 0 | 0 | 0
SA1 | Gas - Steam | 0 | 0 | 0 | 0 | 0 | 0 | 0 | 0 | 0 | 0 | 0 | 0 | 0 | 0 | 0 | 0 | 0 | 0 | 0 | 0 | 0 | 0 | 0 | 0 | 0
SA1 | OCGT / Diesel | 0 | 0 | 0 | 0 | 0 | 0 | 0 | 0 | 0 | 0 | 0 | 0 | 0 | 0 | 0 | 0 | 0 | 0 | 0 | 0 | 0 | 0 | 0 | 0 | 0
SA1 | Hydro | 0 | 0 | 0 | 0 | 0 | 0 | 0 | 0 | 0 | 0 | 0 | 0 | 0 | 0 | 0 | 0 | 0 | 0 | 0 | 0 | 0 | 0 | 0 | 0 | 0
SA1 | Wind | 0 | 0 | 0 | 0 | 0 | 0 | 0 | 0 | 0 | 0 | 0 | 0 | 0 | 0 | 0 | 0 | 0 | 0 | 0 | 0 | 0 | 0 | 0 | 0 | 0
SA1 | Solar PV | 0 | 0 | 0 | 0 | 0 | 0 | 0 | 0 | 0 | 0 | 0 | 0 | 0 | 0 | 0 | 0 | 0 | 0 | 0 | 0 | 0 | 0 | 0 | 0 | 0
SA1 | LS Battery | 0 | 0 | 0 | 0 | 0 | 0 | 0 | 0 | 0 | 0 | 0 | 0 | 0 | 0 | 0 | 0 | 0 | 0 | 0 | 0 | 0 | 0 | 0 | 0 | 0
SA1 | Pumped Hydro | 0 | 0 | 0 | 0 | 0 | 0 | 0 | 0 | 0 | 0 | 0 | 0 | 0 | 0 | 0 | 0 | 0 | 0 | 0 | 0 | 0 | 0 | 0 | 0 | 0
SA1 | VPP | 0 | 0 | 0 | 0 | 0 | 0 | 0 | 0 | 0 | 0 | 0 | 0 | 0 | 0 | 0 | 0 | 0 | 0 | 0 | 0 | 0 | 0 | 0 | 0 | 0
Total excluding storage |  | 0 | 0 | 0 | 0 | 0 | 0 | 0 | 0 | 0 | 0 | 0 | 0 | 0 | 0 | 0 | 0 | 0 | 0 | 0 | 0 | 0 | 0 | 0 | 0 | 0
Region | Technology | 2021-22 | 2022-23 | 2023-24 | 2024-25 | 2025-26 | 2026-27 | 2027-28 | 2028-29 | 2029-30 | 2030-31 | 2031-32 | 2032-33 | 2033-34 | 2034-35 | 2035-36 | 2036-37 | 2037-38 | 2038-39 | 2039-40 | 2040-41 | 2041-42 | 2042-43 | 2043-44 | 2044-45 | 2045-46
TAS1 | Black Coal | 0 | 0 | 0 | 0 | 0 | 0 | 0 | 0 | 0 | 0 | 0 | 0 | 0 | 0 | 0 | 0 | 0 | 0 | 0 | 0 | 0 | 0 | 0 | 0 | 0
TAS1 | Brown Coal | 0 | 0 | 0 | 0 | 0 | 0 | 0 | 0 | 0 | 0 | 0 | 0 | 0 | 0 | 0 | 0 | 0 | 0 | 0 | 0 | 0 | 0 | 0 | 0 | 0
TAS1 | CCGT | 0 | 0 | 0 | 0 | 0 | 0 | 0 | 0 | 0 | 0 | 0 | 0 | 0 | 0 | 0 | 0 | 0 | 0 | 0 | 0 | 0 | 0 | 0 | 0 | 0
TAS1 | Gas - Steam | 0 | 0 | 0 | 0 | 0 | 0 | 0 | 0 | 0 | 0 | 0 | 0 | 0 | 0 | 0 | 0 | 0 | 0 | 0 | 0 | 0 | 0 | 0 | 0 | 0
TAS1 | OCGT / Diesel | 0 | 0 | 0 | 0 | 0 | 0 | 0 | 0 | 0 | 0 | 0 | 0 | 0 | 0 | 0 | 0 | 0 | 0 | 0 | 0 | 0 | 0 | 0 | 0 | 0
TAS1 | Hydro | 0 | 0 | 0 | 0 | 0 | 0 | 0 | 0 | 0 | 0 | 0 | 0 | 0 | 0 | 0 | 0 | 0 | 0 | 0 | 0 | 0 | 0 | 0 | 0 | 0
TAS1 | Wind | 0 | 0 | 0 | 0 | 0 | 0 | 0 | 0 | 0 | 0 | 0 | 0 | 0 | 0 | 0 | 0 | 0 | 0 | 0 | 0 | 0 | 0 | 0 | 0 | 0
TAS1 | Solar PV | 0 | 0 | 0 | 0 | 0 | 0 | 0 | 0 | 0 | 0 | 0 | 0 | 0 | 0 | 0 | 0 | 0 | 0 | 0 | 0 | 0 | 0 | 0 | 0 | 0
TAS1 | LS Battery | 0 | 0 | 0 | 0 | 0 | 0 | 0 | 0 | 0 | 0 | 0 | 0 | 0 | 0 | 0 | 0 | 0 | 0 | 0 | 0 | 0 | 0 | 0 | 0 | 0
TAS1 | Pumped Hydro | 0 | 0 | 0 | 0 | 0 | 0 | 0 | 0 | 0 | 0 | 0 | 0 | 0 | 0 | 0 | 0 | 0 | 0 | 0 | 0 | 0 | 0 | 0 | 0 | 0
TAS1 | VPP | 0 | 0 | 0 | 0 | 0 | 0 | 0 | 0 | 0 | 0 | 0 | 0 | 0 | 0 | 0 | 0 | 0 | 0 | 0 | 0 | 0 | 0 | 0 | 0 | 0
Total excluding storage |  | 0 | 0 | 0 | 0 | 0 | 0 | 0 | 0 | 0 | 0 | 0 | 0 | 0 | 0 | 0 | 0 | 0 | 0 | 0 | 0 | 0 | 0 | 0 | 0 | 0

## BaseCase_REZ Tx Cost
REZ transmission expansion cost by region ($000s) - Base Case, Central Scenario
REZ Expansion | Real June 2019 dollars discounted to June 2021. As with the total capital costs, the REZ transmission expansion costs are annualised for modelling purposes.
Explicitly modelled generation
Region | Technology | 2021-22 | 2022-23 | 2023-24 | 2024-25 | 2025-26 | 2026-27 | 2027-28 | 2028-29 | 2029-30 | 2030-31 | 2031-32 | 2032-33 | 2033-34 | 2034-35 | 2035-36 | 2036-37 | 2037-38 | 2038-39 | 2039-40 | 2040-41 | 2041-42 | 2042-43 | 2043-44 | 2044-45 | 2045-46
NSW1 | Transmission | 0.21394 | 1.3643 | 0.15414 | 0.18212 | 0.20362 | 0.010046 | 0.039664 | 0.02179 | 394022.8809 | 0.0058913 | 0.0048226 | 0.013259 | 0.0047871 | 0.0083729 | 77588.9958 | 0.012071 | 882.9628 | 0.099905 | 0.10283 | 0.018578 | 17395.5256 | 17696.6215 | 0.019009 | 0.013748 | 0.0022696
QLD1 | Transmission | 0.18235 | 0.76456 | 0.056338 | 0.062188 | 0.19134 | 0.48881 | 0.24498 | 1.2106 | 0.27201 | 0.01033 | 0.024041 | 0.036014 | 0.012 | 0.020965 | 89958.2276 | 0.069509 | 436311.6595 | 0.0092327 | 0.0049343 | 0.013353 | 0.023529 | 49143.277 | 0.20688 | 37374.5126 | 22057.113
VIC1 | Transmission | 0.06299 | 0.0058955 | 0.001079 | 0.0013095 | 0.0008491 | 0.0005391 | 0.00075831 | 0.0014742 | 0.0011529 | 0.0013356 | 0.001061 | 0.0013895 | 0.0010834 | 0.00097827 | 0.00072075 | 0.00082049 | 0.0025659 | 0.0012804 | 0.0012399 | 0.0010886 | 0.001521 | 3990.8104 | 1630.7325 | 0.003564 | 2177.2362
SA1 | Transmission | 0.15212 | 0.72285 | 0.18542 | 0.02189 | 0.076138 | 0.088855 | 0.028502 | 0.21208 | 0.059734 | 0.048812 | 0.040653 | 0.23014 | 0.07415 | 0.1616 | 0.74183 | 0.091771 | 17646.1579 | 40945.6169 | 2635.3762 | 0.035853 | 0.03504 | 0.029438 | 0.033111 | 0.05934 | 0.022578
TAS1 | Transmission | 0 | 0.0069995 | 0.0022238 | 0.0010025 | 0.00058052 | 0.0013916 | 0.00064607 | 0.0023866 | 0.0016122 | 0.0023918 | 0.00031082 | 0.0013843 | 0.00085475 | 5.9345e-06 | 0.00036046 | 0.0021946 | 0.0010385 | 0.001117 | 0.00055315 | 0.00035406 | 0.0011706 | 0.00044958 | 0.00017375 | 0.00020665 | 0.00018057
NEM | Total | 0.6114 | 2.8646 | 0.3992 | 0.26851 | 0.47253 | 0.58964 | 0.31455 | 1.4483 | 394023.2155 | 0.06876 | 0.070888 | 0.28218 | 0.092875 | 0.19192 | 167547.9664 | 0.17637 | 454840.7838 | 40945.7284 | 2635.4857 | 0.069227 | 17395.5868 | 70830.7389 | 1630.9917 | 37374.5895 | 24234.3742

## BaseCase_USE+DSP Cost
USE & DSP cost by region ($000s) - Base Case, Central Scenario
USE & DSP | Real June 2019 dollars discounted to June 2021
Explicitly modelled generation
Region | Technology | 2021-22 | 2022-23 | 2023-24 | 2024-25 | 2025-26 | 2026-27 | 2027-28 | 2028-29 | 2029-30 | 2030-31 | 2031-32 | 2032-33 | 2033-34 | 2034-35 | 2035-36 | 2036-37 | 2037-38 | 2038-39 | 2039-40 | 2040-41 | 2041-42 | 2042-43 | 2043-44 | 2044-45 | 2045-46
NSW1 | USE & DSP | 3.5872 | 1.1688 | 74536.6192 | 28800.5185 | 57918.6107 | 17465.9821 | 4288.575 | 9843.9068 | 4897.2813 | 8937.4698 | 24.6049 | 9918.5909 | 1718.3822 | 9.9987 | 5137.816 | 12087.0516 | 54103.7979 | 1.2459 | 208.1204 | 26.4189 | 10666.6886 | 5783.4289 | 54.5472 | 1594.6331 | 7856.141
QLD1 | USE & DSP | 0.14391 | 0.1675 | 0.16819 | 1986.9561 | 19342.8613 | 20868.7254 | 0.18152 | 53808.7185 | 17.5838 | 0.17997 | 1941.4418 | 323.5373 | 145.0963 | 741.296 | 1843.6258 | 1212.3206 | 8263.9521 | 0.19297 | 1419.7852 | 0.19225 | 1195.5952 | 3807.9476 | 441.2029 | 5183.6761 | 1466.9783
VIC1 | USE & DSP | 0.20164 | 11638.6769 | 0.20149 | 1734.8562 | 24.395 | 3564.8505 | 218.33 | 0.20146 | 10.7939 | 0.2014 | 0.20093 | 50.2242 | 0.20482 | 0.20708 | 3856.4282 | 93.0259 | 271.5395 | 0.21266 | 4782.3842 | 5864.636 | 115.958 | 429.7311 | 591.7556 | 903.6066 | 2053.3565
SA1 | USE & DSP | 0.17188 | 0.16809 | 823.1572 | 0.17155 | 31.7014 | 14.7651 | 6.76 | 0.17079 | 8.9174 | 0.1706 | 0.17068 | 40.7007 | 0.17462 | 0.17689 | 6352.575 | 256.7723 | 1143.78 | 0.18175 | 276.7715 | 1200.9675 | 235.1188 | 518.0659 | 607.2036 | 1279.2769 | 474.2227
TAS1 | USE & DSP | 0.13579 | 0.13019 | 0.13493 | 0.13553 | 0.13397 | 14.6835 | 0.13468 | 0.13382 | 0.13508 | 0.13599 | 0.13007 | 0.13689 | 0.13827 | 0.13415 | 0.13673 | 0.13645 | 94.1043 | 0.14023 | 35.0989 | 0.13301 | 64.565 | 16.1466 | 33.154 | 103.6351 | 44.9814
NEM | Total | 4.2404 | 11640.3114 | 75360.2811 | 32522.638 | 77317.7023 | 41929.0066 | 4513.9812 | 63653.1313 | 4934.7116 | 8938.1577 | 1966.5484 | 10333.19 | 1863.9962 | 751.8128 | 17190.5818 | 13649.3068 | 63877.1738 | 1.9735 | 6722.1602 | 7092.3477 | 12277.9257 | 10555.3202 | 1727.8633 | 9064.8278 | 11895.6799

## Option3C_CF
Annual capacity factor by technology - HumeLink Option 3C, Central Scenario
Explicitly modelled generation
Region | Technology | 2021-22 | 2022-23 | 2023-24 | 2024-25 | 2025-26 | 2026-27 | 2027-28 | 2028-29 | 2029-30 | 2030-31 | 2031-32 | 2032-33 | 2033-34 | 2034-35 | 2035-36 | 2036-37 | 2037-38 | 2038-39 | 2039-40 | 2040-41 | 2041-42 | 2042-43 | 2043-44 | 2044-45 | 2045-46
NEM | Black Coal | 61.88% | 54.55% | 60.97% | 62.2% | 62.92% | 57.83% | 65.16% | 66.95% | 66.22% | 64.97% | 58.93% | 66.48% | 70.95% | 69.26% | 76.3% | 75.64% | 77.21% | 77.26% | 76.59% | 70.64% | 71.73% | 75.48% | 72.26% | 66.58% | 66.24%
NEM | Brown Coal | 76.19% | 66.75% | 73.16% | 79.32% | 80.23% | 78.1% | 72.12% | 76.84% | 70.11% | 74.61% | 75.62% | 76.71% | 79.74% | 78.92% | 76.29% | 78.71% | 75.93% | 74.13% | 73.58% | 79.47% | 74.58% | 76.06% | 72.16% | 71.97% | 74.88%
NEM | CCGT | 8.946% | 8.584% | 7.078% | 7.091% | 7.091% | 7.091% | 7.114% | 7.304% | 7.094% | 7.092% | 7.091% | 7.092% | 7.092% | 7.293% | 20.76% | 14.41% | 24.14% | 27.99% | 33.11% | 28.56% | 28.15% | 37.38% | 33.15% | 30.74% | 31.56%
NEM | Gas - Steam | 5.886% | 6.295% | 6.603% | 0.8181% | 0.8356% | 0.9554% | 1.017% | 0.8607% | 0.7761% | 0.8467% | 0.7888% | 0.8089% | 0.765% | 0.7669% | 2.168% | 1.807% | 3.553% | 3.879% | - | - | - | - | - | - | -
NEM | OCGT / Diesel | 0.08759% | 0.08405% | 0.1814% | 0.03844% | 0.0862% | 0.1085% | 0.07464% | 0.0864% | 0.01429% | 0.04124% | 0.02716% | 0.055% | 0.01387% | 0.02592% | 0.5657% | 0.3963% | 1.254% | 1.127% | 2.61% | 4.187% | 2.82% | 6.121% | 9.763% | 8.906% | 8.01%
NEM | Hydro | 19.98% | 25.82% | 21.06% | 23.38% | 26.49% | 24.85% | 25.16% | 29.02% | 25.52% | 21.46% | 26.98% | 22.02% | 23.7% | 26.82% | 25.24% | 24.79% | 28.17% | 24.48% | 20.72% | 26.22% | 20.91% | 22.77% | 25.58% | 23.52% | 23.7%
NEM | Wind | 33.56% | 36.32% | 32.48% | 32.72% | 34.7% | 36.22% | 37.32% | 35.76% | 33.05% | 33.52% | 34.97% | 33.22% | 32.41% | 35.31% | 37.23% | 38.59% | 37.21% | 36.47% | 37.16% | 37.15% | 34.96% | 32.15% | 35.32% | 36.8% | 38.01%
NEM | Solar PV | 27.75% | 28.73% | 28.87% | 28.56% | 27.83% | 29.72% | 29.85% | 26.46% | 27.52% | 28.86% | 29.76% | 29.53% | 28.62% | 27.94% | 30.06% | 30.13% | 26.75% | 28.15% | 29.66% | 30.31% | 30% | 29.13% | 28.38% | 30.3% | 30.52%
NEM | LS Battery | 9.462% | 5.401% | 5.936% | 5.581% | 5.776% | 6.079% | 6.039% | 7.473% | 7.373% | 8.571% | 10.09% | 11.56% | 11.65% | 11.98% | 12.46% | 12.51% | 12.18% | 12.07% | 12.22% | 11.96% | 12.29% | 12.7% | 12.42% | 12.84% | 12.86%
NEM | Pumped Hydro | 1.3% | 1.949% | 4.049% | 4.587% | 5.819% | 11.21% | 13.31% | 13.5% | 22.7% | 24.1% | 22.28% | 24.62% | 23.14% | 24.31% | 27.41% | 24.71% | 24.24% | 23.39% | 25.43% | 24.91% | 25.6% | 25.92% | 25.1% | 26.48% | 26.1%
NEM | VPP | 8.552% | 8.983% | 8.859% | 8.299% | 8.726% | 8.891% | 8.625% | 8.345% | 8.272% | 8.091% | 7.901% | 7.902% | 7.807% | 7.459% | 7.165% | 7.212% | 7.076% | 6.751% | 6.688% | 6.456% | 6.55% | 6.465% | 6.316% | 6.303% | 6.197%
Region | Technology | 2021-22 | 2022-23 | 2023-24 | 2024-25 | 2025-26 | 2026-27 | 2027-28 | 2028-29 | 2029-30 | 2030-31 | 2031-32 | 2032-33 | 2033-34 | 2034-35 | 2035-36 | 2036-37 | 2037-38 | 2038-39 | 2039-40 | 2040-41 | 2041-42 | 2042-43 | 2043-44 | 2044-45 | 2045-46
NSW1 | Black Coal | 54.04% | 46.95% | 53.74% | 55.6% | 55.16% | 49.46% | 63.58% | 62.88% | 62.59% | 63.56% | 54.71% | 62.52% | 70.62% | 67.26% | 75% | 75% | 75% | 75% | 75% | 61.79% | 75% | - | - | - | -
NSW1 | Brown Coal | bar: 2021-22 to 2045-46
NSW1 | CCGT | 0.423% | 0.6336% | 0.6348% | 1.197% | 1.197% | 1.197% | 1.201% | 1.213% | 1.211% | 1.201% | 1.197% | 1.204% | 1.201% | 2.154% | 22.47% | 9.263% | 22.81% | 27.12% | 36.36% | 28.95% | 27.65% | 40.74% | 23.04% | - | -
NSW1 | Gas - Steam | bar: 2021-22 to 2045-46
NSW1 | OCGT / Diesel | 4.443e-06% | 4.146e-06% | 0.0321% | 0.001044% | 0.03872% | 0.02196% | 0.009663% | 0.03428% | 5.754e-06% | 0.01086% | 5.599e-06% | 0.04736% | 7.222e-06% | 0.005089% | 0.3401% | 0.2351% | 0.5086% | 0.3424% | 1.649% | 3.65% | 2.018% | 5.253% | 9.53% | 8.797% | 8.419%
NSW1 | Hydro | 8.642% | 9.383% | 9.061% | 12.35% | 13.51% | 13.7% | 14.23% | 17.46% | 15.41% | 13.75% | 13.05% | 12.91% | 14.33% | 15.63% | 15.67% | 14.64% | 17.24% | 14.62% | 13.5% | 13.46% | 11.88% | 14.35% | 14.48% | 13.65% | 14.12%
NSW1 | Wind | 34.69% | 39.24% | 35.81% | 34.31% | 37.08% | 38.52% | 37.61% | 35.57% | 30.24% | 31.86% | 32.53% | 32.56% | 32.01% | 34.83% | 36.53% | 36.33% | 34.38% | 30.92% | 33.12% | 33.17% | 33.32% | 30.53% | 33.04% | 34.35% | 34.53%
NSW1 | Solar PV | 24.63% | 27.23% | 27.37% | 28.03% | 27.43% | 29.64% | 29.84% | 26.62% | 27.42% | 29.02% | 29.78% | 29.45% | 28.64% | 27.8% | 30.07% | 30.12% | 26.95% | 28.02% | 29.78% | 30.39% | 29.9% | 29.21% | 28.35% | 30.56% | 30.66%
NSW1 | LS Battery | - | - | - | - | - | - | - | - | - | 13.47% | 13.27% | 13.41% | 13.38% | 13.27% | 13.27% | 13.35% | 13% | 12.84% | 13.03% | 12.69% | 12.92% | 12.76% | 12.5% | 13% | 13.06%
NSW1 | Pumped Hydro | 0.3436% | 2.405% | 4.004% | 5.598% | 5.65% | 11.88% | 14.09% | 14.54% | 24.19% | 25.68% | 24.16% | 26.28% | 24.59% | 25.97% | 29.13% | 26.15% | 25.48% | 24.37% | 26.61% | 26.2% | 26.51% | 26.72% | 26% | 27.39% | 26.96%
NSW1 | VPP | 7.63% | 9.144% | 7.923% | 7.958% | 8.31% | 8.688% | 8.553% | 8.413% | 8.387% | 8.214% | 7.913% | 7.952% | 7.837% | 7.314% | 7.052% | 7.014% | 6.833% | 6.49% | 6.49% | 6.31% | 6.372% | 6.321% | 6.179% | 6.175% | 6.092%
Region | Technology | 2021-22 | 2022-23 | 2023-24 | 2024-25 | 2025-26 | 2026-27 | 2027-28 | 2028-29 | 2029-30 | 2030-31 | 2031-32 | 2032-33 | 2033-34 | 2034-35 | 2035-36 | 2036-37 | 2037-38 | 2038-39 | 2039-40 | 2040-41 | 2041-42 | 2042-43 | 2043-44 | 2044-45 | 2045-46
QLD1 | Black Coal | 71.79% | 63.67% | 68.33% | 68.93% | 72.05% | 67.43% | 66.57% | 70.76% | 68.65% | 65.91% | 61.63% | 69.01% | 71.16% | 70.54% | 76.59% | 75.81% | 77.95% | 78.03% | 77.13% | 73.64% | 70.62% | 75.48% | 72.26% | 66.58% | 66.24%
QLD1 | Brown Coal | bar: 2021-22 to 2045-46
QLD1 | CCGT | 8.223% | 8.41% | 8.41% | 9.358% | 9.358% | 9.358% | 9.399% | 9.747% | 9.358% | 9.358% | 9.358% | 9.358% | 9.358% | 9.358% | 22.39% | 21.28% | 28.96% | 33.24% | 37.66% | 33.89% | 33.93% | 42.68% | 41.35% | 36.73% | 47.04%
QLD1 | Gas - Steam | bar: 2021-22 to 2045-46
QLD1 | OCGT / Diesel | 0.003974% | 4.118e-06% | 0.01556% | 0.0397% | 0.1203% | 0.05126% | 0.0137% | 0.1133% | 0.01436% | 0.03487% | 0.04509% | 0.0554% | 0.02147% | 0.04499% | 0.1533% | 0.2225% | 0.8613% | 0.3464% | 1.731% | 2.369% | 1.862% | 5.327% | 7.35% | 10.56% | 10.31%
QLD1 | Hydro | 51.41% | 51.15% | 51.13% | 50.73% | 50.52% | 50.31% | 50.31% | 49.66% | 49.67% | 49.46% | 49.48% | 49.09% | 48.88% | 48.63% | 48.57% | 48.09% | 41.68% | 41.53% | 41.17% | 41.02% | 41.1% | - | - | - | -
QLD1 | Wind | 35.71% | 34.82% | 34.46% | 31.51% | 39.13% | 38.88% | 44.68% | 43.09% | 39.7% | 40.48% | 38.94% | 37.87% | 34.08% | 41.12% | 40.78% | 42.69% | 42.15% | 41.46% | 42.24% | 38.31% | 37.77% | 32.01% | 37.98% | 38.38% | 40.7%
QLD1 | Solar PV | 30.28% | 30.93% | 31.13% | 29.76% | 29.16% | 30.97% | 30.78% | 25.88% | 28.23% | 29.21% | 30.83% | 30.32% | 29.28% | 29.05% | 30.93% | 30.86% | 25.98% | 28.61% | 29.84% | 30.95% | 30.79% | 29.69% | 29.18% | 30.75% | 31.07%
QLD1 | LS Battery | 7.017% | 10.79% | 12.82% | 13.68% | 15.19% | 15.31% | 16.11% | 14.2% | 14.63% | 14.33% | 13.3% | 13.84% | 13.75% | 13.43% | 13.49% | 13.44% | 13.08% | 13.09% | 13.28% | 13.12% | 13.26% | 13.18% | 12.94% | 13.16% | 12.98%
QLD1 | Pumped Hydro | 1.703% | 1.757% | 4.068% | 4.162% | 6.494% | 8.51% | 10.19% | 9.338% | 11.46% | 12.23% | 8.131% | 12.17% | 12.31% | 11.89% | 14.5% | 14.39% | 18.59% | 18.93% | 20.06% | 19.06% | 21.57% | 23.26% | 21.94% | 23.15% | 22.74%
QLD1 | VPP | 8.15% | 7.541% | 7.975% | 8.202% | 9.129% | 9.409% | 9.076% | 8.511% | 8.784% | 8.601% | 8.042% | 8.329% | 8.265% | 7.962% | 7.318% | 7.312% | 7.333% | 7.11% | 6.963% | 6.6% | 6.774% | 6.634% | 6.5% | 6.438% | 6.379%
Region | Technology | 2021-22 | 2022-23 | 2023-24 | 2024-25 | 2025-26 | 2026-27 | 2027-28 | 2028-29 | 2029-30 | 2030-31 | 2031-32 | 2032-33 | 2033-34 | 2034-35 | 2035-36 | 2036-37 | 2037-38 | 2038-39 | 2039-40 | 2040-41 | 2041-42 | 2042-43 | 2043-44 | 2044-45 | 2045-46
VIC1 | Black Coal | bar: 2021-22 to 2045-46
VIC1 | Brown Coal | 76.19% | 66.75% | 73.16% | 79.32% | 80.23% | 78.1% | 72.12% | 76.84% | 70.11% | 74.61% | 75.62% | 76.71% | 79.74% | 78.92% | 76.29% | 78.71% | 75.93% | 74.13% | 73.58% | 79.47% | 74.58% | 76.06% | 72.16% | 71.97% | 74.88%
VIC1 | CCGT | bar: 2021-22 to 2045-46
VIC1 | Gas - Steam | 0.3688% | 0.3175% | 0.4025% | 0.207% | 0.2527% | 0.564% | 0.725% | 0.3179% | 0.09793% | 0.2813% | 0.1309% | 0.1831% | 0.06902% | 0.07396% | 2.168% | 1.807% | 3.553% | 3.879% | - | - | - | - | - | - | -
VIC1 | OCGT / Diesel | 0.04628% | 0.1249% | 0.08067% | 0.05736% | 0.07298% | 0.1502% | 0.1016% | 0.08458% | 0.01066% | 0.04434% | 0.01878% | 0.04786% | 0.01739% | 0.006185% | 0.4356% | 0.2069% | 0.6687% | 0.319% | 1.687% | 3.27% | 1.992% | 3.74% | 8.397% | 6.577% | 5.013%
VIC1 | Hydro | 14.31% | 13.88% | 12.93% | 15.92% | 16.39% | 15.47% | 15.56% | 19.6% | 16.24% | 13.95% | 13.93% | 12.61% | 15.46% | 15.9% | 15.08% | 15.05% | 18.95% | 15.73% | 13.54% | 13.45% | 12.21% | 14.9% | 15.33% | 14.5% | 14.54%
VIC1 | Wind | 32.8% | 36.36% | 30.95% | 32.24% | 33.35% | 34.68% | 34.76% | 32.5% | 32.12% | 31.27% | 35.21% | 31.28% | 31.69% | 32.9% | 35.74% | 36.28% | 33.85% | 36.13% | 35.22% | 38.18% | 33.17% | 32.64% | 34.35% | 37.02% | 37.16%
VIC1 | Solar PV | 28.19% | 28.05% | 28.61% | 27.62% | 26.34% | 27.57% | 27.84% | 26.35% | 26.26% | 26.49% | 26.68% | 27.94% | 26.69% | 26.04% | 27.7% | 28.27% | 26.64% | 27.7% | 28.3% | 28.08% | 29.41% | 27.74% | 27.09% | 28.44% | 28.92%
VIC1 | LS Battery | 18.37% | 5.247% | 5.552% | 5.386% | 5.547% | 5.856% | 5.789% | 5.427% | 5.096% | 5.128% | 5.167% | 5.153% | 4.871% | 4.992% | 4.962% | 5.058% | 4.808% | 4.684% | 7.649% | 7.551% | 6.25% | 11.72% | 11.43% | 12.09% | 12.13%
VIC1 | Pumped Hydro | - | - | - | - | - | - | - | - | - | - | - | - | - | - | - | - | - | - | - | - | 30.97% | 30.02% | 28.15% | 29.09% | 29.16%
VIC1 | VPP | 9.372% | 9.296% | 9.52% | 9.002% | 9.555% | 9.588% | 9.156% | 8.812% | 8.456% | 8.206% | 8.342% | 8.108% | 8.029% | 7.798% | 7.546% | 7.499% | 7.278% | 6.889% | 6.769% | 6.557% | 6.623% | 6.52% | 6.401% | 6.419% | 6.286%
Region | Technology | 2021-22 | 2022-23 | 2023-24 | 2024-25 | 2025-26 | 2026-27 | 2027-28 | 2028-29 | 2029-30 | 2030-31 | 2031-32 | 2032-33 | 2033-34 | 2034-35 | 2035-36 | 2036-37 | 2037-38 | 2038-39 | 2039-40 | 2040-41 | 2041-42 | 2042-43 | 2043-44 | 2044-45 | 2045-46
SA1 | Black Coal | bar: 2021-22 to 2045-46
SA1 | Brown Coal | bar: 2021-22 to 2045-46
SA1 | CCGT | 20.71% | 18.5% | 13.45% | 10% | 10% | 10% | 10% | 10% | 10% | 10% | 10% | 10% | 10% | 10% | 22.02% | 10.43% | - | - | - | - | - | - | - | - | -
SA1 | Gas - Steam | 8.885% | 10.03% | 10.48% | 1.2% | 1.2% | 1.2% | 1.2% | 1.2% | 1.2% | 1.2% | 1.2% | 1.2% | 1.2% | 1.2% | - | - | - | - | - | - | - | - | - | - | -
SA1 | OCGT / Diesel | 0.3825% | 0.2538% | 0.7645% | 0.05572% | 0.1161% | 0.2437% | 0.2081% | 0.1193% | 0.03746% | 0.1062% | 0.0562% | 0.1057% | 0.01994% | 0.08749% | 2.791% | 2.022% | 7.116% | 8.824% | 11.27% | 13.46% | 10.4% | 16.98% | 18.85% | 10.42% | 8.211%
SA1 | Hydro | bar: 2021-22 to 2045-46
SA1 | Wind | 32.65% | 33.23% | 29.22% | 30.9% | 29.59% | 32.33% | 32.41% | 31.27% | 30.09% | 30.02% | 32.54% | 29.5% | 30.39% | 29.55% | 34.55% | 34.88% | 32.06% | 32.55% | 32.69% | 36.12% | 30.91% | 31.27% | 30.62% | 34.27% | 35.74%
SA1 | Solar PV | 30.98% | 29.69% | 29.79% | 28.56% | 27.86% | 28.32% | 29.08% | 27.63% | 27.69% | 27.63% | 28.52% | 29.18% | 27.8% | 27.67% | 28.47% | 29.35% | 27.97% | 29.01% | 29.38% | 29.55% | 29.53% | 27.97% | 27.34% | 28.17% | 29.04%
SA1 | LS Battery | 5.424% | 5.03% | 5.891% | 4.943% | 5.041% | 5.354% | 5.265% | 4.953% | 4.809% | 5.641% | 5.577% | 11.38% | 11.38% | 11.41% | 11.61% | 11.77% | 11.52% | 11.37% | 11.34% | 10.99% | 11.82% | 11.59% | 11.34% | 11.6% | 11.9%
SA1 | Pumped Hydro | bar: 2021-22 to 2045-46
SA1 | VPP | 10.85% | 10.41% | 11.55% | 9.319% | 9.371% | 9.131% | 8.803% | 8.536% | 8.409% | 8.286% | 8.193% | 8.002% | 7.808% | 7.498% | 7.295% | 7.121% | 6.982% | 6.751% | 6.644% | 6.503% | 6.496% | 6.537% | 6.274% | 6.213% | 6.076%
Region | Technology | 2021-22 | 2022-23 | 2023-24 | 2024-25 | 2025-26 | 2026-27 | 2027-28 | 2028-29 | 2029-30 | 2030-31 | 2031-32 | 2032-33 | 2033-34 | 2034-35 | 2035-36 | 2036-37 | 2037-38 | 2038-39 | 2039-40 | 2040-41 | 2041-42 | 2042-43 | 2043-44 | 2044-45 | 2045-46
TAS1 | Black Coal | bar: 2021-22 to 2045-46
TAS1 | Brown Coal | bar: 2021-22 to 2045-46
TAS1 | CCGT | 0% | 2.148e-05% | 2.842e-05% | 3.126e-05% | 3.053e-05% | 3.14e-05% | 3.29e-05% | 3.336e-05% | 3.618e-05% | 3.682e-05% | 3.472e-05% | 4.459e-05% | 4.786e-05% | 4.678e-05% | 5.339e-05% | 5.706e-05% | 7.227e-05% | 7.73e-05% | 8.847e-05% | 7.909e-05% | 9.64e-05% | 9.869e-05% | 9.509e-05% | 9.3e-05% | 9.359e-05%
TAS1 | Gas - Steam | bar: 2021-22 to 2045-46
TAS1 | OCGT / Diesel | 2.504e-05% | 1.941e-05% | 0.02397% | 2.695e-05% | 0.02847% | 2.596e-05% | 2.71e-05% | 2.74e-05% | 2.992e-05% | 3.117e-05% | 2.617e-05% | 0.004162% | 3.762e-05% | 3.603e-05% | 4.193e-05% | 4.55e-05% | 0.09137% | 5.758e-05% | 0.1206% | 0.04578% | 0.1143% | 0.0001657% | 0.263% | 0.843% | 0.6329%
TAS1 | Hydro | 36.86% | 55.61% | 41.38% | 42.09% | 50.45% | 45.83% | 46.12% | 50.83% | 45.29% | 36.29% | 55.24% | 40.54% | 41.43% | 49.72% | 45.36% | 45.13% | 50.09% | 44.58% | 35.98% | 53.94% | 39.91% | 40.78% | 49.19% | 44.4% | 44.42%
TAS1 | Wind | 35.77% | 40.62% | 37.86% | 36.76% | 40.37% | 41.05% | 42.03% | 37.17% | 36.47% | 35.71% | 40.67% | 38.74% | 37.87% | 41.35% | 44.81% | 47.77% | 44.19% | 43.18% | 42.46% | 45.96% | 42.67% | 42.2% | 45.34% | 47.26% | 48.88%
TAS1 | Solar PV | bar: 2021-22 to 2045-46
TAS1 | LS Battery | bar: 2021-22 to 2045-46
TAS1 | Pumped Hydro | bar: 2021-22 to 2045-46
TAS1 | VPP | 0.3559% | 0.4324% | 0.5104% | 0.562% | 0.5323% | 0.5981% | 0.6867% | 0.9849% | 0.6019% | 0.472% | 0.2748% | 0.8101% | 0.8081% | 0.8864% | 2.183% | 6.028% | 6.098% | 5.364% | 6.061% | 5.651% | 6.187% | 5.827% | 5.478% | 5.619% | 5.191%
Explicitly modelled pumping
Region | Technology | 2021-22 | 2022-23 | 2023-24 | 2024-25 | 2025-26 | 2026-27 | 2027-28 | 2028-29 | 2029-30 | 2030-31 | 2031-32 | 2032-33 | 2033-34 | 2034-35 | 2035-36 | 2036-37 | 2037-38 | 2038-39 | 2039-40 | 2040-41 | 2041-42 | 2042-43 | 2043-44 | 2044-45 | 2045-46
NEM | LS Battery pump | 11.65% | 6.684% | 7.31% | 6.89% | 7.131% | 7.504% | 7.473% | 9.212% | 9.102% | 10.58% | 12.5% | 14.26% | 14.38% | 14.8% | 15.36% | 15.45% | 15.07% | 14.89% | 15.08% | 14.81% | 15.15% | 15.68% | 15.33% | 15.85% | 15.87%
NEM | Pumped Hydro pump | 1.255% | 4.084% | 7.628% | 10.22% | 9.918% | 17.58% | 19.97% | 19.67% | 29.04% | 31.42% | 30.22% | 31.36% | 30.6% | 31.78% | 35.07% | 32.77% | 31.05% | 30.16% | 32.54% | 32.79% | 32.64% | 33.46% | 31.57% | 33.53% | 33.19%
NEM | VPP pump | 10.04% | 10.54% | 10.4% | 9.739% | 10.24% | 10.44% | 10.12% | 9.795% | 9.708% | 9.496% | 9.273% | 9.273% | 9.162% | 8.754% | 8.408% | 8.464% | 8.304% | 7.921% | 7.848% | 7.575% | 7.686% | 7.586% | 7.411% | 7.396% | 7.272%
Region | Technology | 2021-22 | 2022-23 | 2023-24 | 2024-25 | 2025-26 | 2026-27 | 2027-28 | 2028-29 | 2029-30 | 2030-31 | 2031-32 | 2032-33 | 2033-34 | 2034-35 | 2035-36 | 2036-37 | 2037-38 | 2038-39 | 2039-40 | 2040-41 | 2041-42 | 2042-43 | 2043-44 | 2044-45 | 2045-46
NSW1 | LS Battery pump | - | - | - | - | - | - | - | - | - | 16.63% | 16.42% | 16.55% | 16.52% | 16.42% | 16.37% | 16.48% | 16.08% | 15.82% | 16.09% | 15.71% | 15.94% | 15.74% | 15.44% | 16.06% | 16.13%
NSW1 | Pumped Hydro pump | 0.3554% | 4.719% | 8.176% | 12.13% | 9.769% | 18.17% | 20.49% | 20.37% | 30.04% | 32.53% | 31.89% | 32.49% | 31.61% | 32.98% | 36.18% | 33.77% | 31.82% | 30.72% | 33.22% | 33.76% | 33.08% | 33.93% | 32.01% | 34.05% | 33.75%
NSW1 | VPP pump | 8.952% | 10.73% | 9.298% | 9.339% | 9.753% | 10.2% | 10.04% | 9.874% | 9.844% | 9.641% | 9.286% | 9.333% | 9.198% | 8.583% | 8.275% | 8.231% | 8.018% | 7.615% | 7.615% | 7.404% | 7.477% | 7.417% | 7.25% | 7.245% | 7.148%
Region | Technology | 2021-22 | 2022-23 | 2023-24 | 2024-25 | 2025-26 | 2026-27 | 2027-28 | 2028-29 | 2029-30 | 2030-31 | 2031-32 | 2032-33 | 2033-34 | 2034-35 | 2035-36 | 2036-37 | 2037-38 | 2038-39 | 2039-40 | 2040-41 | 2041-42 | 2042-43 | 2043-44 | 2044-45 | 2045-46
QLD1 | LS Battery pump | 8.635% | 13.31% | 15.79% | 16.9% | 18.75% | 18.89% | 19.89% | 17.53% | 18.06% | 17.69% | 16.46% | 17.03% | 16.97% | 16.62% | 16.61% | 16.6% | 16.19% | 16.12% | 16.39% | 16.25% | 16.32% | 16.28% | 15.97% | 16.24% | 16.02%
QLD1 | Pumped Hydro pump | 2.798% | 2.994% | 6.686% | 6.933% | 10.79% | 14.12% | 16.93% | 15.52% | 19.04% | 20.33% | 13.59% | 20.15% | 20.46% | 19.83% | 24.02% | 23.3% | 26.69% | 27% | 28.71% | 27.33% | 29.88% | 31.42% | 29.43% | 30.79% | 30.21%
QLD1 | VPP pump | 9.564% | 8.848% | 9.358% | 9.626% | 10.72% | 11.05% | 10.65% | 9.989% | 10.31% | 10.1% | 9.438% | 9.776% | 9.701% | 9.345% | 8.588% | 8.582% | 8.607% | 8.345% | 8.171% | 7.745% | 7.949% | 7.784% | 7.627% | 7.554% | 7.485%
Region | Technology | 2021-22 | 2022-23 | 2023-24 | 2024-25 | 2025-26 | 2026-27 | 2027-28 | 2028-29 | 2029-30 | 2030-31 | 2031-32 | 2032-33 | 2033-34 | 2034-35 | 2035-36 | 2036-37 | 2037-38 | 2038-39 | 2039-40 | 2040-41 | 2041-42 | 2042-43 | 2043-44 | 2044-45 | 2045-46
VIC1 | LS Battery pump | 22.61% | 6.497% | 6.837% | 6.649% | 6.848% | 7.229% | 7.165% | 6.681% | 6.291% | 6.331% | 6.398% | 6.349% | 6.008% | 6.162% | 6.126% | 6.244% | 5.935% | 5.801% | 9.433% | 9.35% | 7.688% | 14.47% | 14.11% | 14.92% | 14.98%
VIC1 | Pumped Hydro pump | - | - | - | - | - | - | - | - | - | - | - | - | - | - | - | - | - | - | - | - | 38.71% | 37.64% | 35.13% | 36.39% | 36.42%
VIC1 | VPP pump | 11% | 10.91% | 11.18% | 10.57% | 11.22% | 11.26% | 10.75% | 10.34% | 9.924% | 9.631% | 9.79% | 9.515% | 9.423% | 9.151% | 8.855% | 8.801% | 8.541% | 8.084% | 7.943% | 7.693% | 7.771% | 7.65% | 7.511% | 7.532% | 7.376%
Region | Technology | 2021-22 | 2022-23 | 2023-24 | 2024-25 | 2025-26 | 2026-27 | 2027-28 | 2028-29 | 2029-30 | 2030-31 | 2031-32 | 2032-33 | 2033-34 | 2034-35 | 2035-36 | 2036-37 | 2037-38 | 2038-39 | 2039-40 | 2040-41 | 2041-42 | 2042-43 | 2043-44 | 2044-45 | 2045-46
SA1 | LS Battery pump | 6.68% | 6.226% | 7.257% | 6.102% | 6.223% | 6.609% | 6.516% | 6.098% | 5.937% | 6.964% | 6.904% | 14.08% | 14.05% | 14.05% | 14.33% | 14.53% | 14.22% | 14.08% | 13.96% | 13.61% | 14.56% | 14.34% | 13.98% | 14.32% | 14.69%
SA1 | Pumped Hydro pump | bar: 2021-22 to 2045-46
SA1 | VPP pump | 12.74% | 12.22% | 13.56% | 10.94% | 11% | 10.72% | 10.33% | 10.02% | 9.87% | 9.726% | 9.616% | 9.392% | 9.164% | 8.8% | 8.562% | 8.357% | 8.194% | 7.922% | 7.797% | 7.631% | 7.623% | 7.671% | 7.362% | 7.291% | 7.13%
Region | Technology | 2021-22 | 2022-23 | 2023-24 | 2024-25 | 2025-26 | 2026-27 | 2027-28 | 2028-29 | 2029-30 | 2030-31 | 2031-32 | 2032-33 | 2033-34 | 2034-35 | 2035-36 | 2036-37 | 2037-38 | 2038-39 | 2039-40 | 2040-41 | 2041-42 | 2042-43 | 2043-44 | 2044-45 | 2045-46
TAS1 | LS Battery pump | bar: 2021-22 to 2045-46
TAS1 | Pumped Hydro pump | bar: 2021-22 to 2045-46
TAS1 | VPP pump | 0.3951% | 0.485% | 0.5763% | 0.6379% | 0.6027% | 0.6802% | 0.7845% | 1.136% | 0.6851% | 0.5327% | 0.3006% | 0.9307% | 0.9287% | 1.021% | 2.547% | 7.071% | 7.153% | 6.291% | 7.111% | 6.629% | 7.259% | 6.835% | 6.425% | 6.592% | 6.088%
Non-controllable capacity
Region | Technology | 2021-22 | 2022-23 | 2023-24 | 2024-25 | 2025-26 | 2026-27 | 2027-28 | 2028-29 | 2029-30 | 2030-31 | 2031-32 | 2032-33 | 2033-34 | 2034-35 | 2035-36 | 2036-37 | 2037-38 | 2038-39 | 2039-40 | 2040-41 | 2041-42 | 2042-43 | 2043-44 | 2044-45 | 2045-46
NEM | Distributed PV | 15.77% | 16.13% | 16.31% | 15.86% | 15.31% | 16.39% | 16.4% | 14.89% | 15.69% | 16.31% | 16.53% | 16.71% | 16.17% | 15.67% | 16.78% | 16.8% | 15.17% | 15.97% | 16.63% | 16.87% | 16.95% | 16.51% | 15.94% | 17.04% | 17%
NEM | Behind the meter battery | 4.884% | 4.836% | 4.789% | 4.733% | 4.706% | 4.698% | 4.681% | 4.626% | 4.616% | 4.587% | 4.612% | 4.531% | 4.464% | 4.383% | 4.31% | 4.216% | 4.136% | 4.077% | 4.045% | 4.004% | 3.981% | 3.957% | 3.948% | 3.891% | 3.845%
NEM | Behind the meter battery pump | 5.748% | 5.692% | 5.637% | 5.571% | 5.54% | 5.531% | 5.51% | 5.445% | 5.434% | 5.4% | 5.428% | 5.333% | 5.256% | 5.16% | 5.074% | 4.963% | 4.868% | 4.799% | 4.763% | 4.713% | 4.686% | 4.66% | 4.646% | 4.581% | 4.527%
Region | Technology | 2021-22 | 2022-23 | 2023-24 | 2024-25 | 2025-26 | 2026-27 | 2027-28 | 2028-29 | 2029-30 | 2030-31 | 2031-32 | 2032-33 | 2033-34 | 2034-35 | 2035-36 | 2036-37 | 2037-38 | 2038-39 | 2039-40 | 2040-41 | 2041-42 | 2042-43 | 2043-44 | 2044-45 | 2045-46
NSW1 | Distributed PV | 15.89% | 16.59% | 16.28% | 16.1% | 15.42% | 17.11% | 16.87% | 15.03% | 15.45% | 16.39% | 17.13% | 16.7% | 16.38% | 15.81% | 17.37% | 17.11% | 15.24% | 15.71% | 16.66% | 17.39% | 16.89% | 16.65% | 16% | 17.57% | 17.26%
NSW1 | Behind the meter battery | 4.879% | 4.803% | 4.778% | 4.739% | 4.729% | 4.729% | 4.701% | 4.635% | 4.607% | 4.563% | 4.579% | 4.484% | 4.41% | 4.328% | 4.251% | 4.161% | 4.092% | 4.033% | 4.011% | 3.973% | 3.947% | 3.919% | 3.909% | 3.854% | 3.802%
NSW1 | Behind the meter battery pump | 5.743% | 5.655% | 5.625% | 5.578% | 5.567% | 5.568% | 5.534% | 5.457% | 5.423% | 5.371% | 5.388% | 5.278% | 5.194% | 5.093% | 5.007% | 4.898% | 4.816% | 4.746% | 4.723% | 4.676% | 4.646% | 4.616% | 4.599% | 4.534% | 4.479%
Region | Technology | 2021-22 | 2022-23 | 2023-24 | 2024-25 | 2025-26 | 2026-27 | 2027-28 | 2028-29 | 2029-30 | 2030-31 | 2031-32 | 2032-33 | 2033-34 | 2034-35 | 2035-36 | 2036-37 | 2037-38 | 2038-39 | 2039-40 | 2040-41 | 2041-42 | 2042-43 | 2043-44 | 2044-45 | 2045-46
QLD1 | Distributed PV | 16.23% | 17.23% | 17.2% | 16.55% | 16.67% | 17.73% | 17.8% | 14.99% | 16.26% | 16.82% | 17.72% | 17.58% | 16.78% | 16.96% | 18.05% | 18.11% | 15.29% | 16.67% | 17.29% | 18.16% | 17.93% | 17.24% | 17.36% | 18.37% | 18.37%
QLD1 | Behind the meter battery | 4.822% | 4.742% | 4.72% | 4.691% | 4.681% | 4.683% | 4.665% | 4.616% | 4.593% | 4.577% | 4.611% | 4.536% | 4.474% | 4.395% | 4.325% | 4.224% | 4.141% | 4.073% | 4.032% | 4.015% | 4.005% | 3.989% | 3.99% | 3.937% | 3.896%
QLD1 | Behind the meter battery pump | 5.678% | 5.582% | 5.557% | 5.521% | 5.512% | 5.514% | 5.493% | 5.432% | 5.405% | 5.391% | 5.428% | 5.338% | 5.269% | 5.176% | 5.092% | 4.973% | 4.875% | 4.794% | 4.746% | 4.725% | 4.712% | 4.699% | 4.696% | 4.635% | 4.584%
Region | Technology | 2021-22 | 2022-23 | 2023-24 | 2024-25 | 2025-26 | 2026-27 | 2027-28 | 2028-29 | 2029-30 | 2030-31 | 2031-32 | 2032-33 | 2033-34 | 2034-35 | 2035-36 | 2036-37 | 2037-38 | 2038-39 | 2039-40 | 2040-41 | 2041-42 | 2042-43 | 2043-44 | 2044-45 | 2045-46
VIC1 | Distributed PV | 14.6% | 14.16% | 14.99% | 14.63% | 13.83% | 14.71% | 14.77% | 14.23% | 15.01% | 15.58% | 14.94% | 15.73% | 15.23% | 14.39% | 15.27% | 15.35% | 14.57% | 15.22% | 15.82% | 15.22% | 15.93% | 15.53% | 14.6% | 15.51% | 15.5%
VIC1 | Behind the meter battery | 4.909% | 4.855% | 4.816% | 4.768% | 4.748% | 4.751% | 4.757% | 4.709% | 4.705% | 4.672% | 4.689% | 4.621% | 4.559% | 4.472% | 4.403% | 4.307% | 4.217% | 4.154% | 4.124% | 4.068% | 4.044% | 4.021% | 4.01% | 3.953% | 3.91%
VIC1 | Behind the meter battery pump | 5.776% | 5.713% | 5.667% | 5.611% | 5.588% | 5.591% | 5.599% | 5.543% | 5.541% | 5.5% | 5.521% | 5.438% | 5.364% | 5.266% | 5.181% | 5.068% | 4.961% | 4.893% | 4.856% | 4.792% | 4.76% | 4.735% | 4.72% | 4.654% | 4.604%
Region | Technology | 2021-22 | 2022-23 | 2023-24 | 2024-25 | 2025-26 | 2026-27 | 2027-28 | 2028-29 | 2029-30 | 2030-31 | 2031-32 | 2032-33 | 2033-34 | 2034-35 | 2035-36 | 2036-37 | 2037-38 | 2038-39 | 2039-40 | 2040-41 | 2041-42 | 2042-43 | 2043-44 | 2044-45 | 2045-46
SA1 | Distributed PV | 16.93% | 17.17% | 17.71% | 17.12% | 16.19% | 16.82% | 17.34% | 16.48% | 17.3% | 17.53% | 17.53% | 17.98% | 17.32% | 16.39% | 17.08% | 17.64% | 16.81% | 17.61% | 17.85% | 17.82% | 18.27% | 17.65% | 16.69% | 17.32% | 17.86%
SA1 | Behind the meter battery | 4.922% | 4.94% | 4.844% | 4.721% | 4.624% | 4.557% | 4.521% | 4.461% | 4.495% | 4.496% | 4.538% | 4.454% | 4.381% | 4.307% | 4.225% | 4.136% | 4.047% | 4.009% | 3.963% | 3.898% | 3.86% | 3.823% | 3.807% | 3.738% | 3.687%
SA1 | Behind the meter battery pump | 5.793% | 5.815% | 5.7% | 5.557% | 5.445% | 5.366% | 5.32% | 5.251% | 5.291% | 5.29% | 5.345% | 5.244% | 5.158% | 5.071% | 4.977% | 4.871% | 4.765% | 4.72% | 4.664% | 4.587% | 4.547% | 4.499% | 4.482% | 4.4% | 4.344%
Region | Technology | 2021-22 | 2022-23 | 2023-24 | 2024-25 | 2025-26 | 2026-27 | 2027-28 | 2028-29 | 2029-30 | 2030-31 | 2031-32 | 2032-33 | 2033-34 | 2034-35 | 2035-36 | 2036-37 | 2037-38 | 2038-39 | 2039-40 | 2040-41 | 2041-42 | 2042-43 | 2043-44 | 2044-45 | 2045-46
TAS1 | Distributed PV | 13.91% | 13.69% | 14.24% | 14.25% | 13.43% | 14.24% | 14.41% | 13.95% | 13.99% | 14.25% | 14.08% | 14.44% | 14.34% | 13.61% | 14.44% | 14.48% | 14% | 14.1% | 14.4% | 14.2% | 14.6% | 14.54% | 13.75% | 14.59% | 14.57%
TAS1 | Behind the meter battery | 4.846% | 4.765% | 4.713% | 4.703% | 4.675% | 4.669% | 4.651% | 4.604% | 4.558% | 4.518% | 4.532% | 4.443% | 4.383% | 4.307% | 4.241% | 4.155% | 4.092% | 4.048% | 4.011% | 3.958% | 3.916% | 3.885% | 3.863% | 3.789% | 3.743%
TAS1 | Behind the meter battery pump | 5.704% | 5.607% | 5.547% | 5.538% | 5.501% | 5.496% | 5.475% | 5.417% | 5.367% | 5.318% | 5.332% | 5.23% | 5.159% | 5.071% | 4.992% | 4.89% | 4.814% | 4.766% | 4.719% | 4.656% | 4.613% | 4.574% | 4.546% | 4.462% | 4.404%

## Option3C_Generation
Annual as-generated generation by technology (GWh) - HumeLink Option 3C, Central Scenario
Explicitly modelled generation
Region | Technology | 2021-22 | 2022-23 | 2023-24 | 2024-25 | 2025-26 | 2026-27 | 2027-28 | 2028-29 | 2029-30 | 2030-31 | 2031-32 | 2032-33 | 2033-34 | 2034-35 | 2035-36 | 2036-37 | 2037-38 | 2038-39 | 2039-40 | 2040-41 | 2041-42 | 2042-43 | 2043-44 | 2044-45 | 2045-46
NEM | Black Coal | 99670.6146 | 85463.358 | 87518.8573 | 89127.1976 | 83729.3607 | 75875.592 | 71331.5486 | 71237.5354 | 60793.4023 | 59646.3949 | 53127.0439 | 59931.3111 | 63960.9691 | 62440.945 | 47225.4406 | 42181.3085 | 35277.0443 | 35302.1763 | 34996.0724 | 32277.3106 | 32774.9674 | 20842.4359 | 17641.7387 | 14126.5795 | 11935.4755
NEM | Brown Coal | 31870.5638 | 27919.0604 | 30603.4349 | 24999.4753 | 23842.1908 | 23209.5428 | 21324.8552 | 22379.9481 | 20422.0906 | 21731.3597 | 22025.2792 | 22343.8569 | 23225.434 | 22988.4175 | 22220.9428 | 22926.1674 | 22117.3694 | 21590.548 | 21431.6913 | 23146.3028 | 21722.2803 | 22153.9266 | 21017.5028 | 20963.1768 | 21811.0158
NEM | CCGT | 2459.8899 | 2360.4379 | 1834.6752 | 1837.9756 | 1837.9757 | 1837.9757 | 1843.9709 | 1893.2992 | 1838.7629 | 1838.2125 | 1837.976 | 1838.3675 | 1838.2241 | 1890.4017 | 5381.9652 | 3249.4941 | 4323.832 | 5013.3931 | 5515.8713 | 4757.5904 | 4689.546 | 6225.9459 | 4244.1141 | 3437.7063 | 1747.2353
NEM | Gas - Steam | 732.2179 | 716.8773 | 751.9506 | 93.1613 | 95.163 | 108.7971 | 115.8521 | 98.0183 | 88.3853 | 96.4189 | 89.8276 | 92.1163 | 87.1192 | 87.3353 | 94.9794 | 79.1372 | 155.6307 | 169.8827 | 0 | 0 | 0 | 0 | 0 | 0 | 0
NEM | OCGT / Diesel | 51.507 | 49.4246 | 106.6827 | 22.602 | 50.6873 | 63.8255 | 43.8918 | 50.8046 | 8.4016 | 22.7828 | 15.0074 | 29.2579 | 6.8316 | 12.4991 | 266.3733 | 194.7104 | 660.7917 | 593.5071 | 1274.4666 | 2000.5854 | 1347.332 | 2873.9036 | 4775.3136 | 3994.3745 | 3592.4094
NEM | Hydro | 12482.6235 | 16131.9613 | 13157.273 | 14611.5489 | 16554.8693 | 15526.1486 | 15718.4818 | 18130.2268 | 15948.991 | 13406.109 | 16859.913 | 13759.4203 | 14806.4041 | 16761.0823 | 15773.1909 | 15489.8314 | 17389.2457 | 15113.8692 | 12787.2424 | 16186.2191 | 12910.1087 | 13924.5089 | 15641.1952 | 14381.422 | 14495.2476
NEM | Wind | 27412.5058 | 33791.8754 | 31474.8474 | 33875.534 | 36790.0972 | 40037.2787 | 43202.0675 | 46224.9705 | 46804.2937 | 47331.3894 | 49387.1412 | 47053.6837 | 45362.2431 | 49418.3711 | 59495.7942 | 68769.0814 | 84055.2588 | 84023.9443 | 84546.5191 | 82377.9017 | 84781.0995 | 86180.313 | 92565.5361 | 94600.7484 | 99396.2326
NEM | Solar PV | 13588.8536 | 20628.2597 | 21729.3633 | 21499.1665 | 23252.3296 | 27360.2108 | 30026.0931 | 26614.539 | 41253.104 | 43260.2565 | 44608.8689 | 44254.4752 | 42900.803 | 41876.5197 | 45047.4719 | 44834.3168 | 40152.8859 | 42536.145 | 44828.1793 | 46587.5375 | 51495.9313 | 61475.3347 | 60224.9049 | 63381.579 | 63602.15
NEM | LS Battery | 200.853 | 266.0323 | 292.4206 | 274.9178 | 284.5196 | 299.4376 | 297.4952 | 468.9406 | 462.6532 | 618.6979 | 1131.4862 | 2213.0729 | 2174.1383 | 2846.8103 | 4541.434 | 4561.898 | 4454.6948 | 4414.9928 | 4687.2894 | 4588.2039 | 6680.1008 | 7603.7029 | 7673.035 | 8537.7102 | 8539.9172
NEM | Pumped Hydro | 92.2769 | 138.3136 | 287.2861 | 325.4937 | 1452.6802 | 2797.8737 | 3323.8227 | 3371.1012 | 9642.2604 | 10238.5544 | 9464.468 | 10461.808 | 9833.1928 | 10329.4121 | 11645.5871 | 10709.0348 | 11251.8793 | 10860.3527 | 11805.0665 | 11566.2404 | 13046.9493 | 14165.5697 | 14003.4194 | 16412.8285 | 16181.9346
NEM | VPP | 27.42 | 43.203 | 61.4681 | 81.2106 | 118.7877 | 165.809 | 207.1648 | 254.8428 | 332.0107 | 395.0834 | 490.3189 | 569.9531 | 651.8481 | 706.4144 | 762.032 | 850.6208 | 917.1269 | 954.4255 | 1023.6706 | 1064.2851 | 1159.9991 | 1227.9098 | 1282.3853 | 1343.3444 | 1385.2066
Total excluding storage |  | 188268.7761 | 187061.2546 | 187177.0843 | 186066.6612 | 186152.6736 | 184019.3712 | 183606.7611 | 186629.342 | 187157.4314 | 187332.9237 | 187951.0572 | 189302.4889 | 192188.0282 | 195475.5718 | 195506.1582 | 197724.0473 | 204132.0585 | 204343.4658 | 205380.0424 | 207333.4476 | 209721.2651 | 213676.3686 | 216110.3054 | 214885.5866 | 216579.7662
Region | Technology | 2021-22 | 2022-23 | 2023-24 | 2024-25 | 2025-26 | 2026-27 | 2027-28 | 2028-29 | 2029-30 | 2030-31 | 2031-32 | 2032-33 | 2033-34 | 2034-35 | 2035-36 | 2036-37 | 2037-38 | 2038-39 | 2039-40 | 2040-41 | 2041-42 | 2042-43 | 2043-44 | 2044-45 | 2045-46
NSW1 | Black Coal | 48567.1659 | 40137.9178 | 38881.5766 | 40228.1722 | 39693.536 | 34668.6806 | 32690.9031 | 32331.1281 | 23048.5198 | 23406.2749 | 19241.0514 | 21987.9299 | 24835.9897 | 23655.5149 | 8672.4 | 8672.4005 | 8672.4003 | 8672.4004 | 8672.3999 | 7145.3086 | 8672.4004 | 0 | 0 | 0 | 0
NSW1 | Brown Coal | 0 | 0 | 0 | 0 | 0 | 0 | 0 | 0 | 0 | 0 | 0 | 0 | 0 | 0 | 0 | 0 | 0 | 0 | 0 | 0 | 0 | 0 | 0 | 0 | 0
NSW1 | CCGT | 23.1572 | 34.6903 | 34.7579 | 65.5258 | 65.5258 | 65.5257 | 65.7722 | 66.4339 | 66.3127 | 65.7623 | 65.5258 | 65.9165 | 65.7727 | 117.9487 | 1230.0086 | 507.1218 | 1248.8754 | 1484.8788 | 1990.5489 | 1585.1294 | 1514.0892 | 2230.6983 | 373.3703 | 0.0055411 | 0.0055624
NSW1 | Gas - Steam | 0 | 0 | 0 | 0 | 0 | 0 | 0 | 0 | 0 | 0 | 0 | 0 | 0 | 0 | 0 | 0 | 0 | 0 | 0 | 0 | 0 | 0 | 0 | 0 | 0
NSW1 | OCGT / Diesel | 0.00055971 | 0.00052231 | 4.0436 | 0.13154 | 4.877 | 2.7657 | 1.2173 | 4.3183 | 0.00072487 | 1.3681 | 0.00070535 | 5.9661 | 0.0009097 | 0.64103 | 41.3571 | 33.3953 | 90.3098 | 60.7961 | 292.7533 | 648.0069 | 358.2128 | 932.5894 | 1770.2477 | 1324.1138 | 1267.2837
NSW1 | Hydro | 1911.4917 | 2075.3805 | 2004.2959 | 2731.2602 | 2989.1572 | 3029.2917 | 3146.4302 | 3861.5677 | 3408.5153 | 3040.2667 | 2886.9607 | 2855.7058 | 3168.572 | 3457.9862 | 3465.0524 | 3237.4188 | 3814.25 | 3234.1816 | 2985.2511 | 2978.3136 | 2627.0478 | 3174.9843 | 3202.2235 | 3020.0947 | 3122.8075
NSW1 | Wind | 6036.7664 | 7608.6024 | 8329.4828 | 10259.8249 | 11085.8632 | 11517.0953 | 11244.6265 | 13012.2008 | 14358.8995 | 15129.4381 | 15448.6257 | 15461.4163 | 15200.1634 | 16537.9541 | 20231.4411 | 19971.5534 | 21056.3293 | 18658.4457 | 19986.4901 | 18971.9914 | 25673.0122 | 24836.0201 | 26019.852 | 27054.3796 | 27193.8533
NSW1 | Solar PV | 4639.7374 | 9223.0877 | 10218.5411 | 10466.0658 | 12515.791 | 16046.8296 | 18703.2183 | 16682.9173 | 28865.5016 | 30549.4383 | 31342.2024 | 30998.4579 | 30144.6348 | 29259.3908 | 31653.7058 | 31700.7797 | 28361.8635 | 29125.4948 | 30948.436 | 31582.4247 | 32331.8776 | 37838.9092 | 36532.6725 | 39380.1914 | 39518.0905
NSW1 | LS Battery | 0.0050248 | 0.0055703 | 0.0056212 | 0.0055766 | 0.0073714 | 0.0094069 | 0.011368 | 0.014702 | 0.014691 | 162.4844 | 159.9855 | 684.7059 | 683.0873 | 677.2442 | 2333.3748 | 2347.3829 | 2286.5021 | 2257.3481 | 2291.1117 | 2231.5746 | 4157.3348 | 4543.3192 | 4453.4629 | 4632.2427 | 4653.207
NSW1 | Pumped Hydro | 7.2235 | 50.5709 | 84.1704 | 117.69 | 1128.4332 | 2372.9645 | 2815.1323 | 2904.824 | 9070.1568 | 9627.6455 | 9058.4614 | 9854.0763 | 9218.5248 | 9735.6563 | 10921.5828 | 9947.2196 | 9693.1972 | 9273.1668 | 10123.5948 | 9968.8428 | 10428.1326 | 10625.2768 | 10341.048 | 10891.8809 | 10721.3327
NSW1 | VPP | 9.291 | 15.7806 | 20.2742 | 29.2878 | 43.2409 | 62.1042 | 77.1671 | 95.5092 | 124.0188 | 146.211 | 176.8849 | 203.9645 | 231.4954 | 243.9763 | 263.2046 | 288.7841 | 307.1781 | 316.4961 | 340.7061 | 354.9235 | 383.4955 | 406.5968 | 423.8119 | 444.1454 | 459.1575
Total excluding storage |  | 61178.319 | 59079.6793 | 59472.6978 | 63750.9803 | 66354.7502 | 65330.1887 | 65852.1677 | 65958.5661 | 69747.7496 | 72192.5484 | 68984.3667 | 71375.3926 | 73415.1334 | 73029.4357 | 65293.965 | 64122.6695 | 63244.0284 | 61236.1973 | 64875.8792 | 62911.1745 | 71176.64 | 69013.2013 | 67898.3661 | 70778.785 | 71102.0406
Region | Technology | 2021-22 | 2022-23 | 2023-24 | 2024-25 | 2025-26 | 2026-27 | 2027-28 | 2028-29 | 2029-30 | 2030-31 | 2031-32 | 2032-33 | 2033-34 | 2034-35 | 2035-36 | 2036-37 | 2037-38 | 2038-39 | 2039-40 | 2040-41 | 2041-42 | 2042-43 | 2043-44 | 2044-45 | 2045-46
QLD1 | Black Coal | 51103.4487 | 45325.4402 | 48637.2807 | 48899.0254 | 44035.8247 | 41206.9114 | 38640.6455 | 38906.4073 | 37744.8825 | 36240.12 | 33885.9925 | 37943.3812 | 39124.9794 | 38785.4301 | 38553.0406 | 33508.908 | 26604.644 | 26629.7759 | 26323.6725 | 25132.002 | 24102.567 | 20842.4359 | 17641.7387 | 14126.5795 | 11935.4755
QLD1 | Brown Coal | 0 | 0 | 0 | 0 | 0 | 0 | 0 | 0 | 0 | 0 | 0 | 0 | 0 | 0 | 0 | 0 | 0 | 0 | 0 | 0 | 0 | 0 | 0 | 0 | 0
QLD1 | CCGT | 1150.239 | 1176.4343 | 1176.4344 | 1309.0442 | 1309.0442 | 1309.0443 | 1314.7929 | 1363.4595 | 1309.0443 | 1309.0443 | 1309.0443 | 1309.0446 | 1309.0448 | 1309.046 | 3131.7592 | 2259.0558 | 3074.9518 | 3528.5093 | 3525.3164 | 3172.4555 | 3175.4503 | 3995.2407 | 3870.7362 | 3437.6936 | 1747.2222
QLD1 | Gas - Steam | 0 | 0 | 0 | 0 | 0 | 0 | 0 | 0 | 0 | 0 | 0 | 0 | 0 | 0 | 0 | 0 | 0 | 0 | 0 | 0 | 0 | 0 | 0 | 0 | 0
QLD1 | OCGT / Diesel | 0.66453 | 0.00068863 | 2.6026 | 6.6388 | 20.1207 | 8.5717 | 2.2902 | 18.954 | 2.4012 | 5.8321 | 7.5399 | 9.2646 | 3.0639 | 5.9592 | 20.299 | 29.476 | 114.0751 | 45.8803 | 229.2818 | 313.736 | 246.5853 | 705.557 | 973.4789 | 1266.3121 | 1236.7212
QLD1 | Hydro | 686.2792 | 682.9115 | 682.6146 | 677.2515 | 674.4375 | 671.6233 | 671.6546 | 662.9434 | 663.1141 | 660.2473 | 660.5562 | 655.3585 | 652.4986 | 649.2874 | 648.3671 | 641.9871 | 240.967 | 240.1257 | 238.0484 | 237.1482 | 237.6442 | 0 | 0 | 0 | 0
QLD1 | Wind | 2116.7731 | 3588.6799 | 3552.2955 | 3247.9433 | 5008.1679 | 6720.5282 | 10065.1412 | 12647.8301 | 12542.9123 | 12791.4913 | 12305.5239 | 11966.7621 | 10769.3862 | 12992.9273 | 12915.7359 | 19600.2828 | 32579.6899 | 32042.9165 | 32649.0873 | 29608.0718 | 29190.7615 | 27296.4556 | 32552.1631 | 31412.5425 | 37364.3626
QLD1 | Solar PV | 5214.9824 | 7522.1949 | 7569.1477 | 7236.3186 | 7090.2927 | 7531.1897 | 7484.4131 | 6294.2709 | 8755.7321 | 9059.9848 | 9561.3886 | 9403.5057 | 9079.199 | 9007.9829 | 9592.6426 | 9242.6216 | 8111.6656 | 8933.3306 | 9317.6999 | 10459.6359 | 10405.8181 | 15270.5416 | 15154.5014 | 15706.0875 | 15691.1575
QLD1 | LS Battery | 1.2296 | 20.7914 | 24.7115 | 26.3736 | 29.2701 | 29.5113 | 31.0535 | 218.9053 | 225.5799 | 220.8981 | 735.6536 | 765.3902 | 760.5851 | 1459.2174 | 1465.3314 | 1460.5823 | 1421.307 | 1422.2803 | 1442.5223 | 1425.9645 | 1440.588 | 2050.2779 | 2013.6789 | 2651.033 | 2615.4409
QLD1 | Pumped Hydro | 85.0534 | 87.7427 | 203.1157 | 207.7998 | 324.2427 | 424.9042 | 508.6852 | 466.2716 | 572.0981 | 610.9034 | 406.0002 | 607.725 | 614.6612 | 593.7482 | 723.9939 | 761.8029 | 1558.6644 | 1587.1683 | 1681.4145 | 1597.3381 | 2251.9963 | 3184.7043 | 3004.3978 | 3674.3806 | 3609.2915
QLD1 | VPP | 4.4976 | 5.9453 | 9.5008 | 14.3705 | 22.8706 | 32.8871 | 41.184 | 49.2803 | 66.3287 | 82.4231 | 100.3136 | 123.2266 | 144.5857 | 160.6975 | 168.3431 | 189.2883 | 211.6678 | 226.1046 | 241.4683 | 248.2193 | 275.2199 | 290.5016 | 305.948 | 318.8686 | 332.1489
Total excluding storage |  | 60272.387 | 58295.6616 | 61620.3754 | 61376.2218 | 58137.8876 | 57447.8685 | 58178.9377 | 59893.8651 | 61018.0865 | 60066.7198 | 57730.0454 | 61287.3167 | 60938.172 | 62750.6329 | 64861.8444 | 65282.3313 | 70725.9934 | 71420.5383 | 72283.1063 | 68923.0494 | 67358.8264 | 68110.2307 | 70192.6184 | 65949.2153 | 67974.9391
Region | Technology | 2021-22 | 2022-23 | 2023-24 | 2024-25 | 2025-26 | 2026-27 | 2027-28 | 2028-29 | 2029-30 | 2030-31 | 2031-32 | 2032-33 | 2033-34 | 2034-35 | 2035-36 | 2036-37 | 2037-38 | 2038-39 | 2039-40 | 2040-41 | 2041-42 | 2042-43 | 2043-44 | 2044-45 | 2045-46
VIC1 | Black Coal | 0 | 0 | 0 | 0 | 0 | 0 | 0 | 0 | 0 | 0 | 0 | 0 | 0 | 0 | 0 | 0 | 0 | 0 | 0 | 0 | 0 | 0 | 0 | 0 | 0
VIC1 | Brown Coal | 31870.5638 | 27919.0604 | 30603.4349 | 24999.4753 | 23842.1908 | 23209.5428 | 21324.8552 | 22379.9481 | 20422.0906 | 21731.3597 | 22025.2792 | 22343.8569 | 23225.434 | 22988.4175 | 22220.9428 | 22926.1674 | 22117.3694 | 21590.548 | 21431.6913 | 23146.3028 | 21722.2803 | 22153.9266 | 21017.5028 | 20963.1768 | 21811.0158
VIC1 | CCGT | 0 | 0.00049015 | 0.00051428 | 0.00056073 | 0.00056195 | 0.0005783 | 0.00059431 | 0.00064195 | 0.0006605 | 0.00065699 | 0.00065242 | 0.00077579 | 0.00085679 | 0.00097067 | 0.001261 | 0.001241 | 0.0016701 | 0.0017795 | 0.0024451 | 0.0023056 | 0.0026693 | 0.0028756 | 0.0028721 | 0.0027632 | 0.0030913
VIC1 | Gas - Steam | 16.1538 | 13.905 | 17.6308 | 9.0653 | 11.067 | 24.7011 | 31.7561 | 13.9223 | 4.2893 | 12.3229 | 5.7316 | 8.0203 | 3.0232 | 3.2393 | 94.9794 | 79.1372 | 155.6307 | 169.8827 | 0 | 0 | 0 | 0 | 0 | 0 | 0
VIC1 | OCGT / Diesel | 7.7022 | 20.7935 | 13.4273 | 9.5464 | 12.1464 | 24.997 | 16.9073 | 14.0771 | 1.7739 | 7.3797 | 3.1261 | 7.9663 | 2.6357 | 0.93726 | 66.0119 | 31.3619 | 101.3399 | 48.3406 | 190.6254 | 369.5758 | 225.0722 | 391.8738 | 879.7192 | 689.0207 | 525.2173
VIC1 | Hydro | 2856.4182 | 2771.5699 | 2581.1178 | 3178.9682 | 3272.4446 | 3087.7307 | 3107.2682 | 3913.8444 | 3242.7179 | 2785.624 | 2780.5542 | 2518.1897 | 3085.7331 | 3174.5262 | 3011.2025 | 3005.4276 | 3783.4967 | 3139.9753 | 2703.9932 | 2685.6278 | 2436.7938 | 2974.3928 | 3061.2381 | 2895.7385 | 2903.7408
VIC1 | Wind | 11288.4896 | 13659.9287 | 11627.9837 | 12110.6394 | 12528.2208 | 13029.8656 | 13056.7717 | 12210.4066 | 12066.6083 | 11747.8743 | 13229.0831 | 11749.7226 | 11905.252 | 12360.3592 | 14219.8439 | 14608.1688 | 16001.5999 | 16622.5798 | 16202.4935 | 16697.9865 | 14816.0042 | 18906.5931 | 18927.3006 | 19383.6695 | 18067.0931
VIC1 | Solar PV | 2708.1384 | 2694.0006 | 2748.6016 | 2653.0452 | 2530.2646 | 2647.8888 | 2673.8551 | 2530.6519 | 2522.7569 | 2544.2861 | 2562.8332 | 2683.9445 | 2563.3821 | 2501.0559 | 2661.0589 | 2715.409 | 2559.031 | 3198.6978 | 3267.1153 | 3242.7994 | 5348.7383 | 5135.4468 | 5703.529 | 5708.8648 | 5726.2943
VIC1 | LS Battery | 121.2203 | 172.5298 | 182.5507 | 177.0932 | 182.378 | 192.5335 | 190.3318 | 178.4308 | 167.5437 | 168.6048 | 169.889 | 169.4284 | 136.5604 | 139.9252 | 139.0944 | 141.7886 | 134.7706 | 131.3141 | 351.2779 | 346.7456 | 287.0286 | 230.2636 | 224.4628 | 237.4234 | 238.3423
VIC1 | Pumped Hydro | 0 | 0 | 0 | 0.0014895 | 0.0015999 | 0.0020663 | 0.0021126 | 0.0022243 | 0.0022565 | 0.0022867 | 0.00236 | 0.002878 | 0.0028878 | 0.0031189 | 0.0050973 | 0.0051749 | 0.0061376 | 0.0062352 | 0.041325 | 0.042644 | 366.8027 | 355.5714 | 657.9556 | 1846.5472 | 1851.2905
VIC1 | VPP | 6.5677 | 9.935 | 15.0104 | 20.4238 | 31.2198 | 44.5129 | 57.4278 | 72.6355 | 96.1446 | 114.59 | 150.1722 | 173.0172 | 199.1972 | 219.7457 | 239.0148 | 263.8799 | 282.62 | 293.7176 | 314.7359 | 330.4919 | 360.8007 | 382.6077 | 402.6298 | 424.4778 | 436.6347
Total excluding storage |  | 48747.4659 | 47079.2585 | 47592.1966 | 42960.7403 | 42196.3347 | 42024.7266 | 40211.4142 | 41062.8509 | 38260.2376 | 38828.8474 | 40606.608 | 39311.7012 | 40785.4609 | 41028.5363 | 42274.0406 | 43365.6731 | 44718.4693 | 44770.026 | 43795.9211 | 46142.2946 | 44548.8915 | 49562.236 | 49589.2926 | 49640.4731 | 49033.3644
Region | Technology | 2021-22 | 2022-23 | 2023-24 | 2024-25 | 2025-26 | 2026-27 | 2027-28 | 2028-29 | 2029-30 | 2030-31 | 2031-32 | 2032-33 | 2033-34 | 2034-35 | 2035-36 | 2036-37 | 2037-38 | 2038-39 | 2039-40 | 2040-41 | 2041-42 | 2042-43 | 2043-44 | 2044-45 | 2045-46
SA1 | Black Coal | 0 | 0 | 0 | 0 | 0 | 0 | 0 | 0 | 0 | 0 | 0 | 0 | 0 | 0 | 0 | 0 | 0 | 0 | 0 | 0 | 0 | 0 | 0 | 0 | 0
SA1 | Brown Coal | 0 | 0 | 0 | 0 | 0 | 0 | 0 | 0 | 0 | 0 | 0 | 0 | 0 | 0 | 0 | 0 | 0 | 0 | 0 | 0 | 0 | 0 | 0 | 0 | 0
SA1 | CCGT | 1286.4937 | 1149.3124 | 623.4819 | 463.4045 | 463.4045 | 463.4045 | 463.4045 | 463.4046 | 463.4046 | 463.4046 | 463.4046 | 463.4048 | 463.4048 | 463.4052 | 1020.1952 | 483.3142 | 0.0018239 | 0.0018596 | 0.0019418 | 0.001858 | 0.0021417 | 0.0022407 | 0.0028504 | 0.0027343 | 0.0027522
SA1 | Gas - Steam | 716.0641 | 702.9724 | 734.3198 | 84.096 | 84.096 | 84.096 | 84.096 | 84.096 | 84.096 | 84.096 | 84.096 | 84.096 | 84.096 | 84.096 | 0 | 0 | 0 | 0 | 0 | 0 | 0 | 0 | 0 | 0 | 0
SA1 | OCGT / Diesel | 43.1394 | 28.6296 | 86.2355 | 6.2849 | 13.0994 | 27.4907 | 23.4766 | 13.4547 | 4.2252 | 8.2025 | 4.3403 | 5.996 | 1.1306 | 4.961 | 138.7047 | 100.4765 | 353.6422 | 438.4893 | 559.925 | 669.0341 | 516.8809 | 843.8825 | 1150.5313 | 710.6445 | 559.9715
SA1 | Hydro | 0 | 0 | 0 | 0 | 0 | 0 | 0 | 0 | 0 | 0 | 0 | 0 | 0 | 0 | 0 | 0 | 0 | 0 | 0 | 0 | 0 | 0 | 0 | 0 | 0
SA1 | Wind | 6174.5887 | 6895.2756 | 6063.8171 | 6411.2871 | 6140.7343 | 6708.7739 | 6725.2265 | 6488.359 | 6004.6976 | 5869.3658 | 6361.6511 | 5767.9662 | 5427.4025 | 5277.4536 | 8902.8215 | 8423.5549 | 8715.1494 | 10674.2712 | 9782.4897 | 10685.4139 | 9145.4929 | 9252.1519 | 8738.1586 | 10790.2048 | 10606.2498
SA1 | Solar PV | 1025.9953 | 1188.9764 | 1193.0728 | 1143.7368 | 1115.9811 | 1134.3024 | 1164.6062 | 1106.6987 | 1109.1128 | 1106.5467 | 1142.4442 | 1168.5657 | 1113.5857 | 1108.0889 | 1140.0633 | 1175.5054 | 1120.3246 | 1278.6205 | 1294.9267 | 1302.6763 | 3409.4958 | 3230.4356 | 2834.2006 | 2586.4339 | 2666.6063
SA1 | LS Battery | 78.3972 | 72.7044 | 85.1518 | 71.4444 | 72.8631 | 77.3819 | 76.0965 | 71.5876 | 69.5128 | 66.7073 | 65.9523 | 593.5447 | 593.9018 | 570.4188 | 603.6288 | 612.1388 | 612.1093 | 604.0448 | 602.371 | 583.9108 | 795.1416 | 779.8343 | 981.4215 | 1017.0012 | 1032.917
SA1 | Pumped Hydro | 0 | 0 | 0 | 0.00097039 | 0.0010564 | 0.0011973 | 0.0012764 | 0.0014304 | 0.0014532 | 0.0014675 | 0.0015244 | 0.0017617 | 0.0017892 | 0.0019182 | 0.0025925 | 0.0026488 | 0.0047536 | 0.0048006 | 0.004863 | 0.00501 | 0.0061509 | 0.0061385 | 0.0062802 | 0.0073285 | 0.0074237
SA1 | VPP | 7.0324 | 11.489 | 16.5932 | 16.9807 | 21.2606 | 25.9957 | 30.9227 | 36.5635 | 44.8597 | 51.2474 | 62.5101 | 68.2758 | 74.8992 | 79.9372 | 85.8287 | 91.5071 | 96.6989 | 100.0628 | 104.9386 | 108.9173 | 115.1724 | 122.8878 | 124.7557 | 128.8297 | 131.2103
Total excluding storage |  | 9246.2812 | 9965.1664 | 8700.9271 | 8108.8093 | 7817.3153 | 8418.0675 | 8460.8099 | 8156.0131 | 7665.5362 | 7531.6156 | 8055.9362 | 7490.0287 | 7089.6196 | 6938.0048 | 11201.7847 | 10182.8511 | 10189.118 | 12391.3829 | 11637.3434 | 12657.1262 | 13071.8718 | 13326.4722 | 12722.8933 | 14087.286 | 13832.8303
Region | Technology | 2021-22 | 2022-23 | 2023-24 | 2024-25 | 2025-26 | 2026-27 | 2027-28 | 2028-29 | 2029-30 | 2030-31 | 2031-32 | 2032-33 | 2033-34 | 2034-35 | 2035-36 | 2036-37 | 2037-38 | 2038-39 | 2039-40 | 2040-41 | 2041-42 | 2042-43 | 2043-44 | 2044-45 | 2045-46
TAS1 | Black Coal | 0 | 0 | 0 | 0 | 0 | 0 | 0 | 0 | 0 | 0 | 0 | 0 | 0 | 0 | 0 | 0 | 0 | 0 | 0 | 0 | 0 | 0 | 0 | 0 | 0
TAS1 | Brown Coal | 0 | 0 | 0 | 0 | 0 | 0 | 0 | 0 | 0 | 0 | 0 | 0 | 0 | 0 | 0 | 0 | 0 | 0 | 0 | 0 | 0 | 0 | 0 | 0 | 0
TAS1 | CCGT | 0 | 0.00039143 | 0.00051775 | 0.00056958 | 0.00055621 | 0.00057216 | 0.0005994 | 0.00060776 | 0.00065915 | 0.00067085 | 0.00063262 | 0.00081253 | 0.00087201 | 0.00085233 | 0.00097285 | 0.0010396 | 0.0013169 | 0.0014084 | 0.001612 | 0.0014411 | 0.0017564 | 0.0017982 | 0.0017325 | 0.0016946 | 0.0017054
TAS1 | Gas - Steam | 0 | 0 | 0 | 0 | 0 | 0 | 0 | 0 | 0 | 0 | 0 | 0 | 0 | 0 | 0 | 0 | 0 | 0 | 0 | 0 | 0 | 0 | 0 | 0 | 0
TAS1 | OCGT / Diesel | 0.00039048 | 0.00030269 | 0.37378 | 0.00042026 | 0.44386 | 0.0004048 | 0.00042254 | 0.00042717 | 0.00046651 | 0.00048596 | 0.00040799 | 0.064898 | 0.00058653 | 0.0005618 | 0.00065375 | 0.00070948 | 1.4247 | 0.00089781 | 1.8812 | 0.23259 | 0.58078 | 0.00084185 | 1.3365 | 4.2833 | 3.2157
TAS1 | Hydro | 7028.4345 | 10602.0994 | 7889.2447 | 8024.069 | 9618.83 | 8737.5029 | 8793.1288 | 9691.8714 | 8634.6436 | 6919.9709 | 10531.8419 | 7730.1662 | 7899.6004 | 9479.2825 | 8648.5689 | 8604.9979 | 9550.5319 | 8499.5867 | 6859.9497 | 10285.1296 | 7608.6228 | 7775.1319 | 9377.7336 | 8465.5888 | 8468.6993
TAS1 | Wind | 1795.8881 | 2039.3888 | 1901.2682 | 1845.8393 | 2027.1111 | 2061.0157 | 2110.3015 | 1866.174 | 1831.1761 | 1793.2198 | 2042.2574 | 2107.8164 | 2060.039 | 2249.677 | 3225.9517 | 6165.5214 | 5702.4903 | 6025.7311 | 5925.9586 | 6414.4381 | 5955.8286 | 5889.0923 | 6328.0619 | 5959.952 | 6164.6737
TAS1 | Solar PV | 9.3839e-05 | 0.00010681 | 0.00013031 | 0.00013408 | 0.0001904 | 0.00031085 | 0.00033183 | 0.00034873 | 0.00054853 | 0.00058631 | 0.0004669 | 0.0014201 | 0.0014399 | 0.0012226 | 0.0013352 | 0.0011371 | 0.0011884 | 0.0013571 | 0.0013422 | 0.0012507 | 0.0014709 | 0.0014818 | 0.0013301 | 0.0013912 | 0.0013288
TAS1 | LS Battery | 0.00091071 | 0.001173 | 0.0010644 | 0.001037 | 0.0010901 | 0.0015352 | 0.0019782 | 0.0021986 | 0.0020879 | 0.0032425 | 0.0057436 | 0.0037018 | 0.003718 | 0.0047584 | 0.0045465 | 0.0053243 | 0.0057078 | 0.0054697 | 0.0065162 | 0.0082499 | 0.0078269 | 0.0078057 | 0.0088882 | 0.0098336 | 0.010109
TAS1 | Pumped Hydro | 0 | 0 | 0 | 0.0013992 | 0.0016505 | 0.0016775 | 0.0017662 | 0.0018808 | 0.0018398 | 0.0018328 | 0.0025736 | 0.0020881 | 0.0021376 | 0.0026017 | 0.0026888 | 0.0044909 | 0.0068048 | 0.0065795 | 0.011011 | 0.011838 | 0.011586 | 0.011052 | 0.011779 | 0.012542 | 0.012503
TAS1 | VPP | 0.031179 | 0.053035 | 0.089415 | 0.14769 | 0.19585 | 0.30913 | 0.46321 | 0.85416 | 0.65903 | 0.61195 | 0.43813 | 1.4689 | 1.6706 | 2.0577 | 5.6408 | 17.1613 | 18.962 | 18.0443 | 21.8217 | 21.7332 | 25.3107 | 25.3159 | 25.2399 | 27.0227 | 26.0552
Total excluding storage |  | 8824.323 | 12641.489 | 9790.8873 | 9869.9094 | 11646.3857 | 10798.5199 | 10903.4316 | 11558.0468 | 10465.8214 | 8713.1925 | 12574.1008 | 9838.0498 | 9959.6422 | 11728.9621 | 11874.5235 | 14770.5223 | 15254.4494 | 14525.3214 | 12787.7924 | 16699.803 | 13565.0354 | 13664.2283 | 15707.135 | 14429.8273 | 14636.5917
Explicitly modelled pumping
Region | Technology | 2021-22 | 2022-23 | 2023-24 | 2024-25 | 2025-26 | 2026-27 | 2027-28 | 2028-29 | 2029-30 | 2030-31 | 2031-32 | 2032-33 | 2033-34 | 2034-35 | 2035-36 | 2036-37 | 2037-38 | 2038-39 | 2039-40 | 2040-41 | 2041-42 | 2042-43 | 2043-44 | 2044-45 | 2045-46
NEM | LS Battery pump | 247.265 | 329.2597 | 360.1155 | 339.3975 | 351.2648 | 369.6514 | 368.1213 | 578.0957 | 571.1767 | 763.8245 | 1400.7856 | 2730.5255 | 2683.7735 | 3519.4516 | 5599.9595 | 5631.9729 | 5509.6527 | 5443.2114 | 5784.145 | 5680.7347 | 8234.4381 | 9387.2331 | 9469.8898 | 10540.2385 | 10542.614
NEM | Pumped Hydro pump | 146.2632 | 475.7824 | 888.666 | 1190.3711 | 2927.9901 | 5190.7597 | 5895.7147 | 5805.7455 | 13660.0991 | 14779.8874 | 14214.332 | 14754.2253 | 14393.0104 | 14951.9208 | 16498.8515 | 15694.3239 | 15829.8602 | 15377.1434 | 16591.0396 | 16719.0558 | 18117.147 | 19806.9319 | 19056.9599 | 22312.9865 | 22089.1735
NEM | VPP pump | 32.1803 | 50.7099 | 72.1481 | 95.3078 | 139.4263 | 194.6266 | 243.1576 | 299.103 | 389.6679 | 463.6777 | 575.4098 | 668.891 | 765.0093 | 828.9967 | 894.2233 | 998.2498 | 1076.2972 | 1119.9775 | 1201.2353 | 1248.7996 | 1361.1775 | 1440.8333 | 1504.6811 | 1576.2445 | 1625.3418
Region | Technology | 2021-22 | 2022-23 | 2023-24 | 2024-25 | 2025-26 | 2026-27 | 2027-28 | 2028-29 | 2029-30 | 2030-31 | 2031-32 | 2032-33 | 2033-34 | 2034-35 | 2035-36 | 2036-37 | 2037-38 | 2038-39 | 2039-40 | 2040-41 | 2041-42 | 2042-43 | 2043-44 | 2044-45 | 2045-46
NSW1 | LS Battery pump | 0.0062052 | 0.006879 | 0.0069391 | 0.0068843 | 0.0091016 | 0.011613 | 0.014041 | 0.018145 | 0.018139 | 200.5981 | 198.0569 | 844.772 | 843.3177 | 838.1548 | 2878.6586 | 2898.0035 | 2827.9545 | 2781.7372 | 2828.533 | 2762.96 | 5128.1645 | 5605.4549 | 5498.1023 | 5718.8179 | 5744.6996
NSW1 | Pumped Hydro pump | 26.1482 | 347.278 | 601.6583 | 892.7937 | 2464.6796 | 4584.5657 | 5169.0143 | 5139.6382 | 12842.8097 | 13907.1619 | 13631.1653 | 13889.1978 | 13514.9149 | 14100.5759 | 15467.6868 | 14623.6337 | 13779.2824 | 13302.9905 | 14385.9051 | 14619.4682 | 14747.9271 | 15278.4988 | 14412.655 | 15331.3572 | 15194.5767
NSW1 | VPP pump | 10.9009 | 18.5238 | 23.7908 | 34.3686 | 50.7476 | 72.8935 | 90.5723 | 112.0999 | 145.5633 | 171.607 | 207.5896 | 239.3844 | 271.6985 | 286.314 | 308.8678 | 338.8978 | 360.475 | 371.3731 | 399.7885 | 416.4468 | 449.989 | 477.0914 | 497.2682 | 521.1407 | 538.7526
Region | Technology | 2021-22 | 2022-23 | 2023-24 | 2024-25 | 2025-26 | 2026-27 | 2027-28 | 2028-29 | 2029-30 | 2030-31 | 2031-32 | 2032-33 | 2033-34 | 2034-35 | 2035-36 | 2036-37 | 2037-38 | 2038-39 | 2039-40 | 2040-41 | 2041-42 | 2042-43 | 2043-44 | 2044-45 | 2045-46
QLD1 | LS Battery pump | 1.5131 | 25.6498 | 30.4278 | 32.5787 | 36.1419 | 36.409 | 38.3377 | 270.2535 | 278.4937 | 272.7136 | 910.7261 | 942.4144 | 938.9939 | 1806.201 | 1804.3531 | 1803.1881 | 1759.6171 | 1750.9847 | 1780.8917 | 1765.367 | 1773.6903 | 2532.9728 | 2484.7918 | 3272.7361 | 3228.4461
QLD1 | Pumped Hydro pump | 120.115 | 128.5044 | 287.0077 | 297.5725 | 463.3052 | 606.1878 | 726.694 | 666.1004 | 817.2824 | 872.7185 | 583.1585 | 865.0192 | 878.0869 | 851.3354 | 1031.1517 | 1070.6748 | 2050.5557 | 2074.1309 | 2205.063 | 2099.513 | 2910.6946 | 4082.5873 | 3823.198 | 4671.2435 | 4582.6359
QLD1 | VPP pump | 5.278 | 6.9757 | 11.1491 | 16.8649 | 26.8473 | 38.6081 | 48.3454 | 57.8426 | 77.8595 | 96.7478 | 117.7275 | 144.6354 | 169.7078 | 188.6106 | 197.5539 | 222.1452 | 248.4239 | 265.3583 | 283.3828 | 291.2668 | 322.9731 | 340.8896 | 358.9987 | 374.16 | 389.7446
Region | Technology | 2021-22 | 2022-23 | 2023-24 | 2024-25 | 2025-26 | 2026-27 | 2027-28 | 2028-29 | 2029-30 | 2030-31 | 2031-32 | 2032-33 | 2033-34 | 2034-35 | 2035-36 | 2036-37 | 2037-38 | 2038-39 | 2039-40 | 2040-41 | 2041-42 | 2042-43 | 2043-44 | 2044-45 | 2045-46
VIC1 | LS Battery pump | 149.195 | 213.606 | 224.7908 | 218.6077 | 225.158 | 237.6957 | 235.5838 | 219.6787 | 206.8441 | 208.154 | 210.3458 | 208.7439 | 168.4141 | 172.7469 | 171.7215 | 175.0477 | 166.3835 | 162.6237 | 433.1689 | 429.3954 | 353.0419 | 284.3226 | 277.068 | 293.1154 | 294.2497
VIC1 | Pumped Hydro pump | 0 | 0 | 0 | 0.0018648 | 0.0019994 | 0.0025805 | 0.0026481 | 0.0027743 | 0.0028253 | 0.0028552 | 0.0029538 | 0.0035978 | 0.0036099 | 0.0038994 | 0.0063639 | 0.0064711 | 0.007678 | 0.0078107 | 0.051631 | 0.053536 | 458.5032 | 445.8244 | 821.0843 | 2310.361 | 2311.936
VIC1 | VPP pump | 7.7095 | 11.6621 | 17.6209 | 23.9731 | 36.6503 | 52.2562 | 67.4112 | 85.2566 | 112.8396 | 134.4812 | 176.2461 | 203.0498 | 233.7771 | 257.8863 | 280.4916 | 309.6839 | 331.6693 | 344.6591 | 369.3162 | 387.7808 | 423.3625 | 448.9384 | 472.4146 | 498.0674 | 512.319
Region | Technology | 2021-22 | 2022-23 | 2023-24 | 2024-25 | 2025-26 | 2026-27 | 2027-28 | 2028-29 | 2029-30 | 2030-31 | 2031-32 | 2032-33 | 2033-34 | 2034-35 | 2035-36 | 2036-37 | 2037-38 | 2038-39 | 2039-40 | 2040-41 | 2041-42 | 2042-43 | 2043-44 | 2044-45 | 2045-46
SA1 | LS Battery pump | 96.5496 | 89.9956 | 104.8886 | 88.203 | 89.9544 | 95.5332 | 94.1833 | 88.1427 | 85.8182 | 82.3547 | 81.6498 | 734.5907 | 733.0433 | 702.343 | 745.2207 | 755.727 | 755.6906 | 747.859 | 741.5433 | 723.0022 | 979.5317 | 964.4732 | 1209.9167 | 1255.557 | 1275.2061
SA1 | Pumped Hydro pump | 0 | 0 | 0 | 0.0012152 | 0.00132 | 0.0014952 | 0.0015998 | 0.0017846 | 0.0018196 | 0.0018324 | 0.0019068 | 0.0022029 | 0.0022367 | 0.0023962 | 0.0032383 | 0.0033127 | 0.0059419 | 0.0060182 | 0.0060593 | 0.006286 | 0.0076657 | 0.0076929 | 0.0078334 | 0.0091719 | 0.0092668
SA1 | VPP pump | 8.2573 | 13.4889 | 19.4862 | 19.9336 | 24.9593 | 30.5173 | 36.2995 | 42.9192 | 52.6554 | 60.1511 | 73.3674 | 80.1337 | 87.9059 | 93.8148 | 100.728 | 107.3918 | 113.4839 | 117.4258 | 123.1467 | 127.8122 | 135.1554 | 144.2145 | 146.3942 | 151.1762 | 153.9663
Region | Technology | 2021-22 | 2022-23 | 2023-24 | 2024-25 | 2025-26 | 2026-27 | 2027-28 | 2028-29 | 2029-30 | 2030-31 | 2031-32 | 2032-33 | 2033-34 | 2034-35 | 2035-36 | 2036-37 | 2037-38 | 2038-39 | 2039-40 | 2040-41 | 2041-42 | 2042-43 | 2043-44 | 2044-45 | 2045-46
TAS1 | LS Battery pump | 0.0011245 | 0.0014489 | 0.0013138 | 0.00128 | 0.0013459 | 0.0018955 | 0.0024428 | 0.0027146 | 0.0025779 | 0.0040015 | 0.007098 | 0.0045673 | 0.0045865 | 0.0058803 | 0.0056108 | 0.006575 | 0.007043 | 0.0067587 | 0.0080364 | 0.010197 | 0.0096591 | 0.0096293 | 0.010974 | 0.012145 | 0.012476
TAS1 | Pumped Hydro pump | 0 | 0 | 0 | 0.0017516 | 0.0020633 | 0.0020967 | 0.0022098 | 0.0023511 | 0.0023007 | 0.0022861 | 0.0032265 | 0.0026063 | 0.0026684 | 0.003258 | 0.0033604 | 0.005626 | 0.0084948 | 0.008251 | 0.013728 | 0.01486 | 0.014458 | 0.013778 | 0.014724 | 0.015696 | 0.01561
TAS1 | VPP pump | 0.034611 | 0.059477 | 0.10096 | 0.16764 | 0.22176 | 0.35154 | 0.52914 | 0.98485 | 0.7502 | 0.69068 | 0.47921 | 1.6877 | 1.92 | 2.371 | 6.5819 | 20.1311 | 22.2452 | 21.1613 | 25.6011 | 25.493 | 29.6975 | 29.6993 | 29.6053 | 31.7002 | 30.5593
Non-controllable capacity
Region | Technology | 2021-22 | 2022-23 | 2023-24 | 2024-25 | 2025-26 | 2026-27 | 2027-28 | 2028-29 | 2029-30 | 2030-31 | 2031-32 | 2032-33 | 2033-34 | 2034-35 | 2035-36 | 2036-37 | 2037-38 | 2038-39 | 2039-40 | 2040-41 | 2041-42 | 2042-43 | 2043-44 | 2044-45 | 2045-46
NEM | Distributed PV | 17966.125 | 20100.6791 | 21848.5553 | 22765.76 | 23520.2184 | 26712.9037 | 28250.268 | 26710.8812 | 28962.3634 | 30914.2246 | 32262.7871 | 33604.8771 | 33813.0334 | 33976.8818 | 37696.6286 | 38914.4846 | 36303.366 | 39129.5681 | 41710.6574 | 43318.6355 | 44440.8745 | 44228.5535 | 43943.4552 | 48400.6099 | 49711.1473
NEM | Behind the meter battery | 233.0404 | 274.1938 | 320.6539 | 375.4693 | 445.7175 | 530.8198 | 596.8722 | 662.6992 | 778.5165 | 902.9392 | 1113.6428 | 1220.0169 | 1336.223 | 1427.318 | 1512.8203 | 1577.4412 | 1637.703 | 1699.356 | 1766.0472 | 1824.66 | 1891.329 | 1958.7365 | 2030.3464 | 2039.52 | 2052.599
NEM | Behind the meter battery pump | 274.2921 | 322.7655 | 377.4056 | 441.916 | 524.7405 | 624.9438 | 702.6065 | 780.1503 | 916.5023 | 1062.9236 | 1310.8182 | 1435.9449 | 1573.1611 | 1680.3963 | 1781.133 | 1856.768 | 1927.461 | 2000.5502 | 2079.2953 | 2147.8019 | 2226.1602 | 2306.7147 | 2389.4767 | 2400.7435 | 2416.8737
Region | Technology | 2021-22 | 2022-23 | 2023-24 | 2024-25 | 2025-26 | 2026-27 | 2027-28 | 2028-29 | 2029-30 | 2030-31 | 2031-32 | 2032-33 | 2033-34 | 2034-35 | 2035-36 | 2036-37 | 2037-38 | 2038-39 | 2039-40 | 2040-41 | 2041-42 | 2042-43 | 2043-44 | 2044-45 | 2045-46
NSW1 | Distributed PV | 5204.0163 | 5881.7326 | 6097.6199 | 6362.1277 | 6503.6658 | 7561.6 | 7799.3331 | 7221.9223 | 7693.3544 | 8429.214 | 9135.0765 | 9232.9936 | 9474.0923 | 9536.0345 | 10952.2103 | 11213.6264 | 10409.2501 | 11061.1599 | 12074.425 | 12966.5616 | 12905.9305 | 13078.0867 | 13015.2642 | 14802.4 | 15046.9676
NSW1 | Behind the meter battery | 88.1293 | 97.0216 | 117.1621 | 140.9418 | 170.997 | 204.6077 | 224.7487 | 246.0761 | 284.9925 | 325.3838 | 395.4208 | 425.2231 | 461.797 | 490.3539 | 517.0464 | 536.8256 | 555.8161 | 574.0677 | 595.1176 | 612.7617 | 632.5367 | 652.4851 | 674.521 | 677.4172 | 680.3664
NSW1 | Behind the meter battery pump | 103.7437 | 114.2404 | 137.9244 | 165.9003 | 201.313 | 240.9159 | 264.5842 | 289.7374 | 335.4861 | 383.0036 | 465.2208 | 500.5256 | 543.8767 | 577.0925 | 608.9188 | 631.888 | 654.0991 | 675.5199 | 700.7784 | 721.1068 | 744.6086 | 768.4752 | 793.5574 | 797.0251 | 801.425
Region | Technology | 2021-22 | 2022-23 | 2023-24 | 2024-25 | 2025-26 | 2026-27 | 2027-28 | 2028-29 | 2029-30 | 2030-31 | 2031-32 | 2032-33 | 2033-34 | 2034-35 | 2035-36 | 2036-37 | 2037-38 | 2038-39 | 2039-40 | 2040-41 | 2041-42 | 2042-43 | 2043-44 | 2044-45 | 2045-46
QLD1 | Distributed PV | 5567.3648 | 6252.7151 | 6535.0958 | 6564.9108 | 6903.5367 | 7623.4303 | 7934.3665 | 6899.0674 | 7734.7975 | 8266.4241 | 9020.1611 | 9268.269 | 9263.1607 | 9754.2535 | 10771.5054 | 11127.7048 | 9702.5719 | 10828.6207 | 11489.8808 | 12365.4002 | 12482.6233 | 12281.9138 | 12714.2217 | 13851.0346 | 14256.9572
QLD1 | Behind the meter battery | 39.1572 | 43.5755 | 53.4177 | 65.3788 | 79.9186 | 97.0955 | 109.9162 | 122.5159 | 142.4376 | 173.9088 | 221.1189 | 248.1635 | 278.7158 | 303.9474 | 327.6112 | 346.3668 | 364.4744 | 381.5345 | 399.0059 | 418.1686 | 437.5687 | 456.7426 | 477.2466 | 481.3082 | 486.3169
QLD1 | Behind the meter battery pump | 46.1059 | 51.2898 | 62.8898 | 76.9438 | 94.1079 | 114.339 | 129.4405 | 144.185 | 167.6189 | 204.8006 | 260.2955 | 292.0182 | 328.1998 | 357.9519 | 385.721 | 407.778 | 429.0894 | 449.044 | 469.664 | 492.0875 | 514.8354 | 538.0025 | 561.6947 | 566.605 | 572.2196
Region | Technology | 2021-22 | 2022-23 | 2023-24 | 2024-25 | 2025-26 | 2026-27 | 2027-28 | 2028-29 | 2029-30 | 2030-31 | 2031-32 | 2032-33 | 2033-34 | 2034-35 | 2035-36 | 2036-37 | 2037-38 | 2038-39 | 2039-40 | 2040-41 | 2041-42 | 2042-43 | 2043-44 | 2044-45 | 2045-46
VIC1 | Distributed PV | 4329.4005 | 4908.7952 | 5934.1919 | 6528.7696 | 6863.0057 | 8027.2367 | 8796.0994 | 8929.0801 | 9626.1225 | 10179.6404 | 9984.4368 | 10760.8291 | 10744.8887 | 10455.0049 | 11440.4569 | 11800.6131 | 11528.2593 | 12300.9387 | 13053.8349 | 12807.4881 | 13660.682 | 13556.1803 | 13075.8792 | 14262.8401 | 14649.2457
VIC1 | Behind the meter battery | 51.3066 | 61.4512 | 73.6598 | 88.083 | 108.4706 | 134.1928 | 159.1916 | 183.5475 | 227.026 | 265.6899 | 331.839 | 372.6114 | 410.8313 | 439.6676 | 467.2812 | 487.8914 | 506.9155 | 527.9599 | 551.6485 | 570.5388 | 593.9882 | 617.4131 | 640.9921 | 644.5839 | 650.0555
VIC1 | Behind the meter battery pump | 60.3615 | 72.3202 | 86.6818 | 103.6542 | 127.6658 | 157.9156 | 187.3608 | 216.0942 | 267.3679 | 312.7858 | 390.6955 | 438.5207 | 483.411 | 517.6718 | 549.9019 | 574.0839 | 596.4233 | 621.8879 | 649.6279 | 672.0144 | 699.0363 | 727.0829 | 754.4992 | 759.0364 | 765.4179
Region | Technology | 2021-22 | 2022-23 | 2023-24 | 2024-25 | 2025-26 | 2026-27 | 2027-28 | 2028-29 | 2029-30 | 2030-31 | 2031-32 | 2032-33 | 2033-34 | 2034-35 | 2035-36 | 2036-37 | 2037-38 | 2038-39 | 2039-40 | 2040-41 | 2041-42 | 2042-43 | 2043-44 | 2044-45 | 2045-46
SA1 | Distributed PV | 2623.5452 | 2798.1478 | 2996.8815 | 3008.3834 | 2949.0755 | 3160.1857 | 3360.8342 | 3300.464 | 3533.7408 | 3645.3258 | 3718.3325 | 3905.4589 | 3875.3563 | 3779.4643 | 4028.9273 | 4246.1349 | 4126.3157 | 4379.708 | 4502.8278 | 4576.0415 | 4756.5856 | 4662.4055 | 4501.1598 | 4782.4214 | 5031.6478
SA1 | Behind the meter battery | 48.2076 | 65.216 | 68.2817 | 71.1775 | 74.2498 | 80.1578 | 86.0269 | 91.5227 | 102.6208 | 114.0145 | 136.6407 | 143.4284 | 151.9345 | 158.6357 | 164.4393 | 168.6089 | 171.3923 | 175.4796 | 178.8172 | 180.8586 | 183.9819 | 187.7459 | 192.102 | 190.9761 | 190.6156
SA1 | Behind the meter battery pump | 56.7354 | 76.761 | 80.3364 | 83.7752 | 87.4369 | 94.3938 | 101.223 | 107.735 | 120.7804 | 134.1477 | 160.928 | 168.8699 | 178.8956 | 186.8102 | 193.693 | 198.596 | 201.84 | 206.6333 | 210.4501 | 212.7899 | 216.7262 | 220.9463 | 226.2016 | 224.8024 | 224.5688
Region | Technology | 2021-22 | 2022-23 | 2023-24 | 2024-25 | 2025-26 | 2026-27 | 2027-28 | 2028-29 | 2029-30 | 2030-31 | 2031-32 | 2032-33 | 2033-34 | 2034-35 | 2035-36 | 2036-37 | 2037-38 | 2038-39 | 2039-40 | 2040-41 | 2041-42 | 2042-43 | 2043-44 | 2044-45 | 2045-46
TAS1 | Distributed PV | 241.7982 | 259.2885 | 284.7662 | 301.5686 | 300.9347 | 340.451 | 359.6348 | 360.3473 | 374.3481 | 393.6202 | 404.7802 | 437.3265 | 455.5355 | 452.1246 | 503.5286 | 526.4053 | 536.969 | 559.1407 | 589.6888 | 603.1441 | 635.0531 | 649.9672 | 636.9304 | 701.9138 | 726.329
TAS1 | Behind the meter battery | 6.2397 | 6.9295 | 8.1325 | 9.8883 | 12.0815 | 14.7661 | 16.9888 | 19.037 | 21.4396 | 23.9422 | 28.6235 | 30.5904 | 32.9445 | 34.7133 | 36.4422 | 37.7485 | 39.1047 | 40.3143 | 41.458 | 42.3322 | 43.2535 | 44.3498 | 45.4846 | 45.2346 | 45.2446
TAS1 | Behind the meter battery pump | 7.3456 | 8.1541 | 9.5732 | 11.6426 | 14.2168 | 17.3795 | 19.9981 | 22.3987 | 25.2488 | 28.1858 | 33.6784 | 36.0105 | 38.7781 | 40.8699 | 42.8983 | 44.4221 | 46.0092 | 47.4651 | 48.7751 | 49.8034 | 50.9537 | 52.2079 | 53.5239 | 53.2746 | 53.2423

## Option3C_Capacity
Installed capacity by technology (MW) - HumeLink Option 3C, Central Scenario
Capacity calculated on 1 July. In early study years some wind and solar projects enter later in the financial year and are therefore reflected in the following financial year's capacity.
Explicitly modelled generation
Region | Technology | 2021-22 | 2022-23 | 2023-24 | 2024-25 | 2025-26 | 2026-27 | 2027-28 | 2028-29 | 2029-30 | 2030-31 | 2031-32 | 2032-33 | 2033-34 | 2034-35 | 2035-36 | 2036-37 | 2037-38 | 2038-39 | 2039-40 | 2040-41 | 2041-42 | 2042-43 | 2043-44 | 2044-45 | 2045-46
NEM | Black Coal | 18386 | 17886 | 16386 | 16357.7655 | 15191.5151 | 14978.2884 | 12495.8601 | 12145.8459 | 10480.1932 | 10480.1927 | 10291.518 | 10291.5143 | 10291.5143 | 10291.5143 | 7065.9991 | 6366 | 5216 | 5216 | 5216 | 5216 | 5216 | 3152 | 2787 | 2422 | 2057
NEM | Brown Coal | 4775 | 4775 | 4775 | 3597.7669 | 3392.2573 | 3392.2572 | 3375.2343 | 3324.9998 | 3324.9998 | 3324.9998 | 3324.9998 | 3324.9998 | 3324.9998 | 3324.9998 | 3324.9998 | 3324.9998 | 3324.9998 | 3324.9998 | 3324.9998 | 3324.9998 | 3324.9998 | 3324.9998 | 3324.9998 | 3324.9998 | 3324.9998
NEM | CCGT | 3138.899 | 3138.899 | 2958.8991 | 2958.8994 | 2958.8994 | 2958.8995 | 2958.8996 | 2958.8996 | 2958.8996 | 2958.8996 | 2958.8996 | 2958.8997 | 2958.8998 | 2958.8999 | 2958.9001 | 2573.9002 | 2044.9009 | 2044.9009 | 1901.5011 | 1901.5011 | 1901.5013 | 1901.5019 | 1461.502 | 1276.5031 | 632.0031
NEM | Gas - Steam | 1420 | 1300 | 1300 | 1300 | 1300 | 1300 | 1300 | 1300 | 1300 | 1300 | 1300 | 1300 | 1300 | 1300 | 500 | 500 | 500 | 500 | 0 | 0 | 0 | 0 | 0 | 0 | 0
NEM | OCGT / Diesel | 6712.6407 | 6712.6408 | 6712.6411 | 6712.6412 | 6712.6413 | 6712.6413 | 6712.6413 | 6712.6414 | 6712.6415 | 6306.6415 | 6306.6415 | 6072.3016 | 5622.3016 | 5505.3017 | 5375.3019 | 5608.5803 | 6014.1319 | 6014.1319 | 5574.1323 | 5454.1323 | 5454.1325 | 5360.1326 | 5583.3404 | 5119.8562 | 5119.8566
NEM | Hydro | 7132.9 | 7132.9 | 7132.9 | 7132.9 | 7132.9 | 7132.9 | 7132.9 | 7132.9 | 7132.9 | 7132.9 | 7132.9 | 7132.9 | 7132.9 | 7132.9 | 7132.9 | 7132.9 | 7046.5 | 7046.5 | 7046.5 | 7046.5 | 7046.5 | 6980.5 | 6980.5 | 6980.5 | 6980.5
NEM | Wind | 9323.548 | 10620.3586 | 11062.6338 | 11820.362 | 12104.7323 | 12617.1113 | 13215.1834 | 14756.3171 | 16167.4502 | 16121.4504 | 16121.4504 | 16169.2974 | 15976.0982 | 15976.1015 | 18243.3813 | 20343.2453 | 25787.3624 | 26300.6637 | 25973.9703 | 25316.1708 | 27687.5411 | 30603.7144 | 29914.6693 | 29346.2086 | 29848.2808
NEM | Solar PV | 5590.913 | 8196.4367 | 8592.1044 | 8592.1047 | 9537.7488 | 10510.6305 | 11483.5125 | 11483.5135 | 17109.3546 | 17109.3547 | 17109.3551 | 17109.3566 | 17109.3572 | 17109.3578 | 17109.3614 | 16988.3646 | 17133.9008 | 17251.1318 | 17251.132 | 17544.5145 | 19598.2581 | 24087.7589 | 24226.8849 | 23881.7455 | 23786.4836
NEM | LS Battery | 242.333 | 562.3331 | 562.3331 | 562.3331 | 562.334 | 562.3357 | 562.3373 | 716.3539 | 716.3539 | 824.03 | 1279.5502 | 2185.2367 | 2129.9079 | 2713.7354 | 4161.2824 | 4161.2824 | 4174.099 | 4174.0991 | 4378.3216 | 4378.3216 | 6205.7224 | 6834.0034 | 7053.8481 | 7591.8846 | 7581.8841
NEM | Pumped Hydro | 810 | 810 | 810 | 810.0036 | 2850.0046 | 2850.005 | 2850.0051 | 2850.006 | 4850.0027 | 4850.0028 | 4850.0029 | 4850.0032 | 4850.0033 | 4850.0038 | 4850.0049 | 4947.4651 | 5299.8555 | 5299.8556 | 5299.8705 | 5299.8706 | 5817.0385 | 6238.3262 | 6369.9468 | 7076.4322 | 7076.4323
NEM | VPP | 36.6 | 54.9 | 79.21 | 111.71 | 155.4 | 212.9 | 274.19 | 348.6 | 458.2 | 557.39 | 708.39 | 823.4 | 953.19 | 1081.1 | 1214.09 | 1346.41 | 1479.59 | 1613.99 | 1747.38 | 1881.9 | 2021.8 | 2168.3 | 2317.89 | 2433 | 2551.5001
Total excluding storage |  | 56479.9007 | 59762.235 | 58920.1784 | 58472.4397 | 58330.6942 | 59602.7282 | 58674.2313 | 59815.1173 | 65186.4389 | 64734.4388 | 64545.7645 | 64359.2694 | 63716.071 | 63599.0751 | 61710.8437 | 62837.9902 | 67067.7959 | 67698.3283 | 66288.2355 | 65803.8185 | 70228.9329 | 75410.6076 | 74278.8964 | 72351.8131 | 71749.124
Region | Technology | 2021-22 | 2022-23 | 2023-24 | 2024-25 | 2025-26 | 2026-27 | 2027-28 | 2028-29 | 2029-30 | 2030-31 | 2031-32 | 2032-33 | 2033-34 | 2034-35 | 2035-36 | 2036-37 | 2037-38 | 2038-39 | 2039-40 | 2040-41 | 2041-42 | 2042-43 | 2043-44 | 2044-45 | 2045-46
NSW1 | Black Coal | 10260 | 9760 | 8260 | 8260 | 8214.9157 | 8001.6898 | 5869.2473 | 5869.2473 | 4203.5946 | 4203.5942 | 4014.9194 | 4014.9157 | 4014.9157 | 4014.9157 | 1320 | 1320 | 1320 | 1320 | 1320 | 1320 | 1320 | 0 | 0 | 0 | 0
NSW1 | Brown Coal | 0 | 0 | 0 | 0 | 0 | 0 | 0 | 0 | 0 | 0 | 0 | 0 | 0 | 0 | 0 | 0 | 0 | 0 | 0 | 0 | 0 | 0 | 0 | 0 | 0
NSW1 | CCGT | 624.999 | 624.999 | 624.9991 | 624.9991 | 624.9991 | 624.9991 | 624.9991 | 624.9991 | 624.9991 | 624.9991 | 624.9991 | 624.9991 | 624.9992 | 624.9992 | 624.9993 | 624.9993 | 624.9996 | 624.9996 | 624.9996 | 624.9996 | 624.9996 | 625.0001 | 185.0001 | 0.0010694 | 0.0010709
NSW1 | Gas - Steam | 0 | 0 | 0 | 0 | 0 | 0 | 0 | 0 | 0 | 0 | 0 | 0 | 0 | 0 | 0 | 0 | 0 | 0 | 0 | 0 | 0 | 0 | 0 | 0 | 0
NSW1 | OCGT / Diesel | 1438.0002 | 1438.0002 | 1438.0005 | 1438.0005 | 1438.0005 | 1438.0005 | 1438.0005 | 1438.0006 | 1438.0006 | 1438.0006 | 1438.0006 | 1438.0006 | 1438.0006 | 1438.0006 | 1388.0007 | 1621.2779 | 2026.8277 | 2026.8277 | 2026.8278 | 2026.8278 | 2026.8279 | 2026.828 | 2120.5732 | 1718.34 | 1718.3401
NSW1 | Hydro | 2525 | 2525 | 2525 | 2525 | 2525 | 2525 | 2525 | 2525 | 2525 | 2525 | 2525 | 2525 | 2525 | 2525 | 2525 | 2525 | 2525 | 2525 | 2525 | 2525 | 2525 | 2525 | 2525 | 2525 | 2525
NSW1 | Wind | 1986.45 | 2213.2544 | 2655.5284 | 3413.2558 | 3413.2562 | 3413.2562 | 3413.2563 | 4175.4514 | 5420.7214 | 5420.7214 | 5420.7214 | 5420.7214 | 5420.7214 | 5420.7215 | 6322.2059 | 6275.7061 | 6992.2072 | 6889.7113 | 6889.7119 | 6529.212 | 8795.4131 | 9285.4778 | 8990.4979 | 8990.498 | 8990.4985
NSW1 | Solar PV | 2150.519 | 3866.8417 | 4262.5094 | 4262.5095 | 5208.1517 | 6181.0318 | 7153.9118 | 7153.9118 | 12015.3802 | 12015.3802 | 12015.3802 | 12015.3803 | 12015.3803 | 12015.3803 | 12015.3806 | 12015.3807 | 12015.3821 | 11865.0826 | 11865.0827 | 11865.0841 | 12345.9143 | 14785.4774 | 14712.4778 | 14712.4778 | 14712.4779
NSW1 | LS Battery | 0.0016147 | 0.0016928 | 0.001721 | 0.0017211 | 0.0024561 | 0.0031174 | 0.0038585 | 0.0054675 | 0.0054678 | 137.6743 | 137.6744 | 582.8116 | 582.8121 | 582.8121 | 2007.1809 | 2007.1809 | 2007.1808 | 2007.1809 | 2007.1809 | 2007.1809 | 3673.3099 | 4066.1855 | 4066.1936 | 4066.205 | 4066.2043
NSW1 | Pumped Hydro | 240 | 240 | 240 | 240.002 | 2280.0026 | 2280.0028 | 2280.0028 | 2280.0034 | 4280 | 4280 | 4280 | 4280 | 4280.0001 | 4280.0001 | 4280.0001 | 4342.9675 | 4342.9676 | 4342.9676 | 4342.9676 | 4342.9676 | 4490.0003 | 4539.9995 | 4539.9995 | 4539.9996 | 4539.9996
NSW1 | VPP | 13.9 | 19.7 | 29.21 | 42.01 | 59.4 | 81.6 | 102.99 | 129.6 | 168.8 | 203.19 | 255.19 | 292.8 | 337.19 | 380.8 | 426.09 | 470.01 | 513.19 | 556.69 | 599.28 | 642.1 | 687 | 734.3 | 782.99 | 821.1 | 860.4
Total excluding storage |  | 18984.9682 | 20428.0953 | 19766.0374 | 20523.765 | 21424.3232 | 22183.9775 | 21024.415 | 21786.6102 | 26227.6959 | 26227.6954 | 26039.0207 | 26039.0172 | 26039.0172 | 26039.0173 | 24195.5865 | 24382.3641 | 25504.4166 | 25251.6213 | 25251.6219 | 24891.1235 | 27638.1549 | 29247.7833 | 28533.5489 | 27946.3169 | 27946.3176
Region | Technology | 2021-22 | 2022-23 | 2023-24 | 2024-25 | 2025-26 | 2026-27 | 2027-28 | 2028-29 | 2029-30 | 2030-31 | 2031-32 | 2032-33 | 2033-34 | 2034-35 | 2035-36 | 2036-37 | 2037-38 | 2038-39 | 2039-40 | 2040-41 | 2041-42 | 2042-43 | 2043-44 | 2044-45 | 2045-46
QLD1 | Black Coal | 8126 | 8126 | 8126 | 8097.7655 | 6976.5994 | 6976.5986 | 6626.6128 | 6276.5986 | 6276.5986 | 6276.5986 | 6276.5986 | 6276.5986 | 6276.5986 | 6276.5986 | 5745.9991 | 5046 | 3896 | 3896 | 3896 | 3896 | 3896 | 3152 | 2787 | 2422 | 2057
QLD1 | Brown Coal | 0 | 0 | 0 | 0 | 0 | 0 | 0 | 0 | 0 | 0 | 0 | 0 | 0 | 0 | 0 | 0 | 0 | 0 | 0 | 0 | 0 | 0 | 0 | 0 | 0
QLD1 | CCGT | 1596.9 | 1596.9 | 1596.9 | 1596.9001 | 1596.9001 | 1596.9001 | 1596.9001 | 1596.9001 | 1596.9001 | 1596.9001 | 1596.9001 | 1596.9001 | 1596.9001 | 1596.9002 | 1596.9002 | 1211.9003 | 1211.9004 | 1211.9004 | 1068.5004 | 1068.5004 | 1068.5004 | 1068.5005 | 1068.5005 | 1068.5006 | 424.0006
QLD1 | Gas - Steam | 0 | 0 | 0 | 0 | 0 | 0 | 0 | 0 | 0 | 0 | 0 | 0 | 0 | 0 | 0 | 0 | 0 | 0 | 0 | 0 | 0 | 0 | 0 | 0 | 0
QLD1 | OCGT / Diesel | 1909.0001 | 1909.0001 | 1909.0001 | 1909.0002 | 1909.0003 | 1909.0003 | 1909.0003 | 1909.0003 | 1909.0003 | 1909.0003 | 1909.0003 | 1909.0003 | 1629.0003 | 1512.0003 | 1512.0003 | 1512.0015 | 1512.0026 | 1512.0026 | 1512.0026 | 1512.0026 | 1512.0026 | 1512.0026 | 1512.0026 | 1369.0032 | 1369.0032
QLD1 | Hydro | 152.4 | 152.4 | 152.4 | 152.4 | 152.4 | 152.4 | 152.4 | 152.4 | 152.4 | 152.4 | 152.4 | 152.4 | 152.4 | 152.4 | 152.4 | 152.4 | 66 | 66 | 66 | 66 | 66 | 0 | 0 | 0 | 0
QLD1 | Wind | 676.608 | 1176.6102 | 1176.6103 | 1176.6106 | 1460.9804 | 1973.3589 | 2571.4309 | 3350.3672 | 3607.0299 | 3607.0299 | 3607.0299 | 3607.0299 | 3607.03 | 3607.0302 | 3615.1382 | 5240.7886 | 8823.3224 | 8823.3224 | 8823.3224 | 8823.3225 | 8823.3226 | 9734.3255 | 9783.4189 | 9344.225 | 10480.7375
QLD1 | Solar PV | 1965.857 | 2775.8576 | 2775.8576 | 2775.8576 | 2775.8583 | 2775.8596 | 2775.8614 | 2775.8619 | 3540.2345 | 3540.2345 | 3540.2345 | 3540.2346 | 3540.2346 | 3540.2346 | 3540.2348 | 3419.235 | 3564.7662 | 3564.7664 | 3564.7664 | 3858.1472 | 3858.1475 | 5871.0184 | 5927.916 | 5829.7765 | 5765.6166
QLD1 | LS Battery | 2.0003 | 22.0003 | 22.0003 | 22.0003 | 22.0005 | 22.0009 | 22.0009 | 176.0152 | 176.0152 | 176.0158 | 631.5356 | 631.5359 | 631.5366 | 1240.3584 | 1240.3586 | 1240.3586 | 1240.3586 | 1240.3586 | 1240.3586 | 1240.3586 | 1240.3595 | 1775.7649 | 1775.7649 | 2300.4287 | 2300.4285
QLD1 | Pumped Hydro | 570 | 570 | 570 | 570.0005 | 570.0007 | 570.0007 | 570.0007 | 570.0009 | 570.0009 | 570.0009 | 570.0009 | 570.0009 | 570.0009 | 570.0013 | 570.0013 | 604.4936 | 956.8816 | 956.8816 | 956.8816 | 956.8816 | 1191.8365 | 1563.1248 | 1563.1248 | 1811.7407 | 1811.7408
QLD1 | VPP | 6.3 | 9 | 13.6 | 20 | 28.6 | 39.9 | 51.8 | 66.1 | 86.2 | 109.4 | 142.4 | 168.9 | 199.7 | 230.4 | 262.6 | 295.5 | 329.5 | 363 | 395.9 | 429.3 | 463.8 | 499.9 | 537.3 | 565.4 | 594.4
Total excluding storage |  | 14426.7651 | 15736.768 | 15736.7681 | 15708.534 | 14871.7385 | 15384.1175 | 15632.2055 | 16061.1281 | 17082.1634 | 17082.1634 | 17082.1635 | 17082.1636 | 16802.1637 | 16685.164 | 16162.6727 | 16582.3253 | 19073.9916 | 19073.9918 | 18930.5918 | 19223.9727 | 19223.973 | 21337.8471 | 21078.838 | 20033.5053 | 20096.3579
Region | Technology | 2021-22 | 2022-23 | 2023-24 | 2024-25 | 2025-26 | 2026-27 | 2027-28 | 2028-29 | 2029-30 | 2030-31 | 2031-32 | 2032-33 | 2033-34 | 2034-35 | 2035-36 | 2036-37 | 2037-38 | 2038-39 | 2039-40 | 2040-41 | 2041-42 | 2042-43 | 2043-44 | 2044-45 | 2045-46
VIC1 | Black Coal | 0 | 0 | 0 | 0 | 0 | 0 | 0 | 0 | 0 | 0 | 0 | 0 | 0 | 0 | 0 | 0 | 0 | 0 | 0 | 0 | 0 | 0 | 0 | 0 | 0
VIC1 | Brown Coal | 4775 | 4775 | 4775 | 3597.7669 | 3392.2573 | 3392.2572 | 3375.2343 | 3324.9998 | 3324.9998 | 3324.9998 | 3324.9998 | 3324.9998 | 3324.9998 | 3324.9998 | 3324.9998 | 3324.9998 | 3324.9998 | 3324.9998 | 3324.9998 | 3324.9998 | 3324.9998 | 3324.9998 | 3324.9998 | 3324.9998 | 3324.9998
VIC1 | CCGT | 0 | 0 | 0 | 0.00010649 | 0.00010708 | 0.00011152 | 0.00011368 | 0.00012291 | 0.00012587 | 0.00012634 | 0.00012658 | 0.0001487 | 0.00016355 | 0.00018428 | 0.00023348 | 0.00023398 | 0.00031178 | 0.00032553 | 0.00044098 | 0.00044139 | 0.00050101 | 0.00052192 | 0.00052534 | 0.00052578 | 0.00058897
VIC1 | Gas - Steam | 500 | 500 | 500 | 500 | 500 | 500 | 500 | 500 | 500 | 500 | 500 | 500 | 500 | 500 | 500 | 500 | 500 | 500 | 0 | 0 | 0 | 0 | 0 | 0 | 0
VIC1 | OCGT / Diesel | 1900.0001 | 1900.0002 | 1900.0002 | 1900.0002 | 1900.0002 | 1900.0002 | 1900.0002 | 1900.0002 | 1900.0002 | 1900.0002 | 1900.0002 | 1900.0002 | 1730.0002 | 1730.0002 | 1730.0003 | 1730.0003 | 1730.0003 | 1730.0003 | 1290.0005 | 1290.0005 | 1290.0006 | 1196.0006 | 1196.0006 | 1196.0006 | 1196.001
VIC1 | Hydro | 2279 | 2279 | 2279 | 2279 | 2279 | 2279 | 2279 | 2279 | 2279 | 2279 | 2279 | 2279 | 2279 | 2279 | 2279 | 2279 | 2279 | 2279 | 2279 | 2279 | 2279 | 2279 | 2279 | 2279 | 2279
VIC1 | Wind | 3928.53 | 4288.5311 | 4288.5312 | 4288.5314 | 4288.5314 | 4288.5316 | 4288.5316 | 4288.5322 | 4288.5323 | 4288.5323 | 4288.5324 | 4288.5331 | 4288.5334 | 4288.5347 | 4542.3283 | 4596.4839 | 5395.8798 | 5251.3479 | 5251.3509 | 4993.051 | 5098.2181 | 6613.3233 | 6289.524 | 5977.5241 | 5549.9703
VIC1 | Solar PV | 1096.537 | 1096.5372 | 1096.5372 | 1096.5372 | 1096.5375 | 1096.5376 | 1096.5376 | 1096.5377 | 1096.5377 | 1096.5378 | 1096.5379 | 1096.5382 | 1096.5384 | 1096.5385 | 1096.5395 | 1096.5404 | 1096.5425 | 1318.1045 | 1318.1046 | 1318.1047 | 2075.9711 | 2113.0376 | 2403.2637 | 2291.2637 | 2260.1614
VIC1 | LS Battery | 75.3304 | 375.3304 | 375.3304 | 375.3304 | 375.3304 | 375.3307 | 375.3309 | 375.3312 | 375.3312 | 375.3338 | 375.3338 | 375.3374 | 320.0074 | 320.0074 | 320.0074 | 320.0074 | 320.0074 | 320.0074 | 524.2292 | 524.2292 | 524.2293 | 224.2294 | 224.2297 | 224.2302 | 224.2303
VIC1 | Pumped Hydro | 0 | 0 | 0 | 0.00045458 | 0.00048204 | 0.00062147 | 0.00063494 | 0.00069625 | 0.00070543 | 0.00070704 | 0.0007136 | 0.00090536 | 0.0009229 | 0.0010026 | 0.0016908 | 0.0017052 | 0.0021238 | 0.0021709 | 0.015383 | 0.015406 | 135.1953 | 135.1954 | 266.816 | 724.6851 | 724.6851
VIC1 | VPP | 8 | 12.2 | 18 | 25.9 | 37.3 | 53 | 71.6 | 94.1 | 129.8 | 159.4 | 205.5 | 243.6 | 283.2 | 321.7 | 361.6 | 401.7 | 443.3 | 486.7 | 530.8 | 575.4 | 621.9 | 669.9 | 718 | 754.9 | 792.9
Total excluding storage |  | 14479.0671 | 14839.0685 | 14839.0686 | 13661.8358 | 13456.3265 | 13456.3266 | 13439.3037 | 13389.0701 | 13389.0702 | 13389.0703 | 13389.0704 | 13389.0715 | 13219.072 | 13219.0734 | 13472.8681 | 13527.0247 | 14326.4227 | 14403.4529 | 13463.4563 | 13205.1565 | 14068.19 | 15526.3618 | 15492.7887 | 15068.7888 | 14610.1331
Region | Technology | 2021-22 | 2022-23 | 2023-24 | 2024-25 | 2025-26 | 2026-27 | 2027-28 | 2028-29 | 2029-30 | 2030-31 | 2031-32 | 2032-33 | 2033-34 | 2034-35 | 2035-36 | 2036-37 | 2037-38 | 2038-39 | 2039-40 | 2040-41 | 2041-42 | 2042-43 | 2043-44 | 2044-45 | 2045-46
SA1 | Black Coal | 0 | 0 | 0 | 0 | 0 | 0 | 0 | 0 | 0 | 0 | 0 | 0 | 0 | 0 | 0 | 0 | 0 | 0 | 0 | 0 | 0 | 0 | 0 | 0 | 0
SA1 | Brown Coal | 0 | 0 | 0 | 0 | 0 | 0 | 0 | 0 | 0 | 0 | 0 | 0 | 0 | 0 | 0 | 0 | 0 | 0 | 0 | 0 | 0 | 0 | 0 | 0 | 0
SA1 | CCGT | 709 | 709 | 529 | 529 | 529 | 529 | 529.0001 | 529.0001 | 529.0001 | 529.0001 | 529.0001 | 529.0001 | 529.0001 | 529.0002 | 529.0002 | 529.0002 | 0.00035531 | 0.00035671 | 0.00035968 | 0.00036009 | 0.00041108 | 0.00041598 | 0.00053592 | 0.00053729 | 0.00053796
SA1 | Gas - Steam | 920 | 800 | 800 | 800 | 800 | 800 | 800 | 800 | 800 | 800 | 800 | 800 | 800 | 800 | 0 | 0 | 0 | 0 | 0 | 0 | 0 | 0 | 0 | 0 | 0
SA1 | OCGT / Diesel | 1287.6401 | 1287.6401 | 1287.6402 | 1287.6402 | 1287.6402 | 1287.6402 | 1287.6402 | 1287.6402 | 1287.6402 | 881.6402 | 881.6402 | 647.3002 | 647.3002 | 647.3003 | 567.3003 | 567.3003 | 567.3009 | 567.3009 | 567.301 | 567.301 | 567.301 | 567.301 | 696.7636 | 778.5118 | 778.5118
SA1 | Hydro | 0 | 0 | 0 | 0 | 0 | 0 | 0 | 0 | 0 | 0 | 0 | 0 | 0 | 0 | 0 | 0 | 0 | 0 | 0 | 0 | 0 | 0 | 0 | 0 | 0
SA1 | Wind | 2158.76 | 2368.7621 | 2368.7626 | 2368.7628 | 2368.7629 | 2368.7631 | 2368.7631 | 2368.7644 | 2277.9645 | 2231.9646 | 2231.9646 | 2231.966 | 2038.7665 | 2038.7682 | 2941.8503 | 2757.0516 | 3102.7351 | 3743.0732 | 3416.3762 | 3377.3764 | 3377.3779 | 3377.3783 | 3258.0189 | 3594.352 | 3387.465
SA1 | Solar PV | 378 | 457.2001 | 457.2001 | 457.2002 | 457.2011 | 457.2013 | 457.2015 | 457.2018 | 457.2018 | 457.2019 | 457.2021 | 457.2026 | 457.2031 | 457.2035 | 457.2056 | 457.2077 | 457.2092 | 503.1774 | 503.1774 | 503.1776 | 1318.2243 | 1318.2244 | 1183.2263 | 1048.2264 | 1048.2266
SA1 | LS Battery | 165.0004 | 165.0004 | 165.0004 | 165.0004 | 165.0004 | 165.0006 | 165.0009 | 165.0013 | 165.0013 | 135.0044 | 135.0045 | 595.5497 | 595.5497 | 570.5552 | 593.7332 | 593.7332 | 606.5496 | 606.5496 | 606.5496 | 606.5496 | 767.8201 | 767.8201 | 987.6562 | 1001.017 | 991.0172
SA1 | Pumped Hydro | 0 | 0 | 0 | 0.00028642 | 0.00031093 | 0.0003485 | 0.00037187 | 0.00042795 | 0.00043473 | 0.00043636 | 0.00044528 | 0.00053216 | 0.00054778 | 0.00059296 | 0.00081335 | 0.00082602 | 0.0015754 | 0.0015891 | 0.0016012 | 0.0016123 | 0.0019813 | 0.0020153 | 0.0020781 | 0.002364 | 0.0023831
SA1 | VPP | 7.4 | 12.6 | 16.4 | 20.8 | 25.9 | 32.5 | 40.1 | 48.9 | 60.9 | 70.6 | 87.1 | 97.4 | 109.5 | 121.7 | 134.3 | 146.7 | 158.1 | 169.2 | 180.3 | 191.2 | 202.4 | 214.6 | 227 | 236.7 | 246.5
Total excluding storage |  | 5453.4001 | 5622.6023 | 5442.6029 | 5442.6032 | 5442.6042 | 5442.6046 | 5442.6049 | 5442.6065 | 5351.8066 | 4899.8068 | 4899.8071 | 4665.469 | 4472.2699 | 4472.2721 | 4495.3565 | 4310.5599 | 4127.2456 | 4813.5519 | 4486.8549 | 4447.8553 | 5262.9036 | 5262.9041 | 5138.0094 | 5421.0907 | 5214.2039
Region | Technology | 2021-22 | 2022-23 | 2023-24 | 2024-25 | 2025-26 | 2026-27 | 2027-28 | 2028-29 | 2029-30 | 2030-31 | 2031-32 | 2032-33 | 2033-34 | 2034-35 | 2035-36 | 2036-37 | 2037-38 | 2038-39 | 2039-40 | 2040-41 | 2041-42 | 2042-43 | 2043-44 | 2044-45 | 2045-46
TAS1 | Black Coal | 0 | 0 | 0 | 0 | 0 | 0 | 0 | 0 | 0 | 0 | 0 | 0 | 0 | 0 | 0 | 0 | 0 | 0 | 0 | 0 | 0 | 0 | 0 | 0 | 0
TAS1 | Brown Coal | 0 | 0 | 0 | 0 | 0 | 0 | 0 | 0 | 0 | 0 | 0 | 0 | 0 | 0 | 0 | 0 | 0 | 0 | 0 | 0 | 0 | 0 | 0 | 0 | 0
TAS1 | CCGT | 208 | 208 | 208 | 208.0001 | 208.0001 | 208.0001 | 208.0001 | 208.0001 | 208.0001 | 208.0001 | 208.0001 | 208.0002 | 208.0002 | 208.0002 | 208.0002 | 208.0002 | 208.0003 | 208.0003 | 208.0003 | 208.0003 | 208.0003 | 208.0003 | 208.0003 | 208.0003 | 208.0003
TAS1 | Gas - Steam | 0 | 0 | 0 | 0 | 0 | 0 | 0 | 0 | 0 | 0 | 0 | 0 | 0 | 0 | 0 | 0 | 0 | 0 | 0 | 0 | 0 | 0 | 0 | 0 | 0
TAS1 | OCGT / Diesel | 178.0001 | 178.0001 | 178.0001 | 178.0001 | 178.0001 | 178.0002 | 178.0002 | 178.0002 | 178.0002 | 178.0002 | 178.0002 | 178.0002 | 178.0002 | 178.0002 | 178.0003 | 178.0003 | 178.0003 | 178.0003 | 178.0004 | 58.0004 | 58.0005 | 58.0005 | 58.0005 | 58.0005 | 58.0005
TAS1 | Hydro | 2176.5 | 2176.5 | 2176.5 | 2176.5 | 2176.5 | 2176.5 | 2176.5 | 2176.5 | 2176.5 | 2176.5 | 2176.5 | 2176.5 | 2176.5 | 2176.5 | 2176.5 | 2176.5 | 2176.5 | 2176.5 | 2176.5 | 2176.5 | 2176.5 | 2176.5 | 2176.5 | 2176.5 | 2176.5
TAS1 | Wind | 573.2 | 573.2008 | 573.2012 | 573.2014 | 573.2014 | 573.2016 | 573.2016 | 573.2019 | 573.2021 | 573.2022 | 573.2022 | 621.047 | 621.047 | 621.047 | 821.8586 | 1473.215 | 1473.2179 | 1593.2089 | 1593.2089 | 1593.209 | 1593.2095 | 1593.2095 | 1593.2095 | 1439.6095 | 1439.6096
TAS1 | Solar PV | 0 | 0 | 0.00010116 | 0.00010122 | 0.00015808 | 0.00021958 | 0.00024029 | 0.00025044 | 0.00033705 | 0.00035957 | 0.00035995 | 0.00080367 | 0.00080533 | 0.00080551 | 0.00081358 | 0.00082147 | 0.00083028 | 0.00089784 | 0.0009011 | 0.00090182 | 0.0010257 | 0.0010484 | 0.0010493 | 0.0010531 | 0.0010593
TAS1 | LS Battery | 0.00030508 | 0.00030937 | 0.00030938 | 0.00030939 | 0.0003099 | 0.00047056 | 0.00064192 | 0.00071991 | 0.00072001 | 0.0017363 | 0.0019885 | 0.0020044 | 0.002084 | 0.0021898 | 0.0021952 | 0.0021954 | 0.0024756 | 0.002476 | 0.0031796 | 0.00319 | 0.0036072 | 0.0036241 | 0.0036894 | 0.0037268 | 0.0037955
TAS1 | Pumped Hydro | 0 | 0 | 0 | 0.00047043 | 0.00051928 | 0.00054466 | 0.00057734 | 0.00061482 | 0.00063849 | 0.00066912 | 0.00075722 | 0.00077009 | 0.00080252 | 0.00088527 | 0.00097402 | 0.0015695 | 0.0025937 | 0.0026466 | 0.0042751 | 0.0042947 | 0.0044058 | 0.0044258 | 0.0044439 | 0.0044618 | 0.0044807
TAS1 | VPP | 1 | 1.4 | 2 | 3 | 4.2 | 5.9 | 7.7 | 9.9 | 12.5 | 14.8 | 18.2 | 20.7 | 23.6 | 26.5 | 29.5 | 32.5 | 35.5 | 38.4 | 41.1 | 43.9 | 46.7 | 49.6 | 52.6 | 54.9 | 57.3
Total excluding storage |  | 3135.7001 | 3135.7009 | 3135.7015 | 3135.7018 | 3135.7019 | 3135.7021 | 3135.7021 | 3135.7025 | 3135.7028 | 3135.7029 | 3135.7029 | 3183.5481 | 3183.5482 | 3183.5482 | 3384.3599 | 4035.7163 | 4035.7194 | 4155.7104 | 4155.7105 | 4035.7105 | 4035.7113 | 4035.7114 | 4035.7114 | 3882.1114 | 3882.1115
Explicitly modelled pumping
Region | Technology | 2021-22 | 2022-23 | 2023-24 | 2024-25 | 2025-26 | 2026-27 | 2027-28 | 2028-29 | 2029-30 | 2030-31 | 2031-32 | 2032-33 | 2033-34 | 2034-35 | 2035-36 | 2036-37 | 2037-38 | 2038-39 | 2039-40 | 2040-41 | 2041-42 | 2042-43 | 2043-44 | 2044-45 | 2045-46
NEM | LS Battery pump | 242.333 | 562.3331 | 562.3331 | 562.3331 | 562.334 | 562.3357 | 562.3373 | 716.3539 | 716.3539 | 824.03 | 1279.5502 | 2185.2367 | 2129.9079 | 2713.7354 | 4161.2824 | 4161.2824 | 4174.099 | 4174.0991 | 4378.3216 | 4378.3216 | 6205.7224 | 6834.0034 | 7053.8481 | 7591.8846 | 7581.8841
NEM | Pumped Hydro pump | 1330 | 1330 | 1330 | 1330.0036 | 3370.0046 | 3370.005 | 3370.0051 | 3370.006 | 5370.0027 | 5370.0028 | 5370.0029 | 5370.0032 | 5370.0033 | 5370.0038 | 5370.0049 | 5467.4651 | 5819.8555 | 5819.8556 | 5819.8705 | 5819.8706 | 6337.0385 | 6758.3262 | 6889.9468 | 7596.4322 | 7596.4323
NEM | VPP pump | 36.6 | 54.9 | 79.21 | 111.71 | 155.4 | 212.9 | 274.19 | 348.6 | 458.2 | 557.39 | 708.39 | 823.4 | 953.19 | 1081.1 | 1214.09 | 1346.41 | 1479.59 | 1613.99 | 1747.38 | 1881.9 | 2021.8 | 2168.3 | 2317.89 | 2433 | 2551.5001
Region | Technology | 2021-22 | 2022-23 | 2023-24 | 2024-25 | 2025-26 | 2026-27 | 2027-28 | 2028-29 | 2029-30 | 2030-31 | 2031-32 | 2032-33 | 2033-34 | 2034-35 | 2035-36 | 2036-37 | 2037-38 | 2038-39 | 2039-40 | 2040-41 | 2041-42 | 2042-43 | 2043-44 | 2044-45 | 2045-46
NSW1 | LS Battery pump | 0.0016147 | 0.0016928 | 0.001721 | 0.0017211 | 0.0024561 | 0.0031174 | 0.0038585 | 0.0054675 | 0.0054678 | 137.6743 | 137.6744 | 582.8116 | 582.8121 | 582.8121 | 2007.1809 | 2007.1809 | 2007.1808 | 2007.1809 | 2007.1809 | 2007.1809 | 3673.3099 | 4066.1855 | 4066.1936 | 4066.205 | 4066.2043
NSW1 | Pumped Hydro pump | 840 | 840 | 840 | 840.002 | 2880.0026 | 2880.0028 | 2880.0028 | 2880.0034 | 4880 | 4880.0001 | 4880.0001 | 4880.0001 | 4880.0001 | 4880.0001 | 4880.0001 | 4942.9675 | 4942.9676 | 4942.9676 | 4942.9676 | 4942.9676 | 5090.0003 | 5139.9995 | 5139.9995 | 5139.9996 | 5139.9996
NSW1 | VPP pump | 13.9 | 19.7 | 29.21 | 42.01 | 59.4 | 81.6 | 102.99 | 129.6 | 168.8 | 203.19 | 255.19 | 292.8 | 337.19 | 380.8 | 426.09 | 470.01 | 513.19 | 556.69 | 599.28 | 642.1 | 687 | 734.3 | 782.99 | 821.1 | 860.4
Region | Technology | 2021-22 | 2022-23 | 2023-24 | 2024-25 | 2025-26 | 2026-27 | 2027-28 | 2028-29 | 2029-30 | 2030-31 | 2031-32 | 2032-33 | 2033-34 | 2034-35 | 2035-36 | 2036-37 | 2037-38 | 2038-39 | 2039-40 | 2040-41 | 2041-42 | 2042-43 | 2043-44 | 2044-45 | 2045-46
QLD1 | LS Battery pump | 2.0003 | 22.0003 | 22.0003 | 22.0003 | 22.0005 | 22.0009 | 22.0009 | 176.0152 | 176.0152 | 176.0158 | 631.5356 | 631.5359 | 631.5366 | 1240.3584 | 1240.3586 | 1240.3586 | 1240.3586 | 1240.3586 | 1240.3586 | 1240.3586 | 1240.3595 | 1775.7649 | 1775.7649 | 2300.4287 | 2300.4285
QLD1 | Pumped Hydro pump | 490 | 490 | 490 | 490.0005 | 490.0007 | 490.0007 | 490.0007 | 490.0009 | 490.0009 | 490.0009 | 490.0009 | 490.0009 | 490.0009 | 490.0013 | 490.0013 | 524.4936 | 876.8816 | 876.8816 | 876.8816 | 876.8816 | 1111.8365 | 1483.1248 | 1483.1248 | 1731.7407 | 1731.7408
QLD1 | VPP pump | 6.3 | 9 | 13.6 | 20 | 28.6 | 39.9 | 51.8 | 66.1 | 86.2 | 109.4 | 142.4 | 168.9 | 199.7 | 230.4 | 262.6 | 295.5 | 329.5 | 363 | 395.9 | 429.3 | 463.8 | 499.9 | 537.3 | 565.4 | 594.4
Region | Technology | 2021-22 | 2022-23 | 2023-24 | 2024-25 | 2025-26 | 2026-27 | 2027-28 | 2028-29 | 2029-30 | 2030-31 | 2031-32 | 2032-33 | 2033-34 | 2034-35 | 2035-36 | 2036-37 | 2037-38 | 2038-39 | 2039-40 | 2040-41 | 2041-42 | 2042-43 | 2043-44 | 2044-45 | 2045-46
VIC1 | LS Battery pump | 75.3304 | 375.3304 | 375.3304 | 375.3304 | 375.3304 | 375.3307 | 375.3309 | 375.3312 | 375.3312 | 375.3338 | 375.3338 | 375.3374 | 320.0074 | 320.0074 | 320.0074 | 320.0074 | 320.0074 | 320.0074 | 524.2292 | 524.2292 | 524.2293 | 224.2294 | 224.2297 | 224.2302 | 224.2303
VIC1 | Pumped Hydro pump | 0 | 0 | 0 | 0.00045458 | 0.00048204 | 0.00062147 | 0.00063494 | 0.00069625 | 0.00070543 | 0.00070704 | 0.0007136 | 0.00090536 | 0.0009229 | 0.0010026 | 0.0016908 | 0.0017052 | 0.0021238 | 0.0021709 | 0.015383 | 0.015406 | 135.1953 | 135.1954 | 266.816 | 724.6851 | 724.6851
VIC1 | VPP pump | 8 | 12.2 | 18 | 25.9 | 37.3 | 53 | 71.6 | 94.1 | 129.8 | 159.4 | 205.5 | 243.6 | 283.2 | 321.7 | 361.6 | 401.7 | 443.3 | 486.7 | 530.8 | 575.4 | 621.9 | 669.9 | 718 | 754.9 | 792.9
Region | Technology | 2021-22 | 2022-23 | 2023-24 | 2024-25 | 2025-26 | 2026-27 | 2027-28 | 2028-29 | 2029-30 | 2030-31 | 2031-32 | 2032-33 | 2033-34 | 2034-35 | 2035-36 | 2036-37 | 2037-38 | 2038-39 | 2039-40 | 2040-41 | 2041-42 | 2042-43 | 2043-44 | 2044-45 | 2045-46
SA1 | LS Battery pump | 165.0004 | 165.0004 | 165.0004 | 165.0004 | 165.0004 | 165.0006 | 165.0009 | 165.0013 | 165.0013 | 135.0044 | 135.0045 | 595.5497 | 595.5497 | 570.5552 | 593.7332 | 593.7332 | 606.5496 | 606.5496 | 606.5496 | 606.5496 | 767.8201 | 767.8201 | 987.6562 | 1001.017 | 991.0172
SA1 | Pumped Hydro pump | 0 | 0 | 0 | 0.00028642 | 0.00031093 | 0.0003485 | 0.00037187 | 0.00042795 | 0.00043473 | 0.00043636 | 0.00044528 | 0.00053216 | 0.00054778 | 0.00059296 | 0.00081335 | 0.00082602 | 0.0015754 | 0.0015891 | 0.0016012 | 0.0016123 | 0.0019813 | 0.0020153 | 0.0020781 | 0.002364 | 0.0023831
SA1 | VPP pump | 7.4 | 12.6 | 16.4 | 20.8 | 25.9 | 32.5 | 40.1 | 48.9 | 60.9 | 70.6 | 87.1 | 97.4 | 109.5 | 121.7 | 134.3 | 146.7 | 158.1 | 169.2 | 180.3 | 191.2 | 202.4 | 214.6 | 227 | 236.7 | 246.5
Region | Technology | 2021-22 | 2022-23 | 2023-24 | 2024-25 | 2025-26 | 2026-27 | 2027-28 | 2028-29 | 2029-30 | 2030-31 | 2031-32 | 2032-33 | 2033-34 | 2034-35 | 2035-36 | 2036-37 | 2037-38 | 2038-39 | 2039-40 | 2040-41 | 2041-42 | 2042-43 | 2043-44 | 2044-45 | 2045-46
TAS1 | LS Battery pump | 0.00030508 | 0.00030937 | 0.00030938 | 0.00030939 | 0.0003099 | 0.00047056 | 0.00064192 | 0.00071991 | 0.00072001 | 0.0017363 | 0.0019885 | 0.0020044 | 0.002084 | 0.0021898 | 0.0021952 | 0.0021954 | 0.0024756 | 0.002476 | 0.0031796 | 0.00319 | 0.0036072 | 0.0036241 | 0.0036894 | 0.0037268 | 0.0037955
TAS1 | Pumped Hydro pump | 0 | 0 | 0 | 0.00047043 | 0.00051928 | 0.00054466 | 0.00057734 | 0.00061482 | 0.00063849 | 0.00066912 | 0.00075722 | 0.00077009 | 0.00080252 | 0.00088527 | 0.00097402 | 0.0015695 | 0.0025937 | 0.0026466 | 0.0042751 | 0.0042947 | 0.0044058 | 0.0044258 | 0.0044439 | 0.0044618 | 0.0044807
TAS1 | VPP pump | 1 | 1.4 | 2 | 3 | 4.2 | 5.9 | 7.7 | 9.9 | 12.5 | 14.8 | 18.2 | 20.7 | 23.6 | 26.5 | 29.5 | 32.5 | 35.5 | 38.4 | 41.1 | 43.9 | 46.7 | 49.6 | 52.6 | 54.9 | 57.3
Non-controllable capacity
Region | Technology | 2021-22 | 2022-23 | 2023-24 | 2024-25 | 2025-26 | 2026-27 | 2027-28 | 2028-29 | 2029-30 | 2030-31 | 2031-32 | 2032-33 | 2033-34 | 2034-35 | 2035-36 | 2036-37 | 2037-38 | 2038-39 | 2039-40 | 2040-41 | 2041-42 | 2042-43 | 2043-44 | 2044-45 | 2045-46
NEM | Distributed PV | 13006.6816 | 14224.8793 | 15292.6597 | 16381.08 | 17541.1039 | 18602.7396 | 19662.109 | 20484.5333 | 21073.2891 | 21631.3939 | 22277.9233 | 22963.9355 | 23877.2681 | 24756.3326 | 25651.8938 | 26434.6049 | 27315.8112 | 27968.2455 | 28626.6323 | 29309.9993 | 29924.0701 | 30587.1517 | 31477.3626 | 32428.9211 | 33385.5767
NEM | Behind the meter battery | 544.7 | 647.3 | 764.3 | 905.6 | 1081.3 | 1289.9 | 1455.7 | 1635.5 | 1925.3 | 2247 | 2756.7 | 3073.8 | 3416.8 | 3717.5 | 4007.2 | 4270.9 | 4520.2 | 4758.3 | 4983.6 | 5202 | 5423.5 | 5651.2 | 5870.5 | 5983.1 | 6093.9
NEM | Behind the meter battery pump | 544.7 | 647.3 | 764.3 | 905.6 | 1081.3 | 1289.9 | 1455.7 | 1635.5 | 1925.3 | 2247 | 2756.7 | 3073.8 | 3416.8 | 3717.5 | 4007.2 | 4270.9 | 4520.2 | 4758.3 | 4983.6 | 5202 | 5423.5 | 5651.2 | 5870.5 | 5983.1 | 6093.9
Region | Technology | 2021-22 | 2022-23 | 2023-24 | 2024-25 | 2025-26 | 2026-27 | 2027-28 | 2028-29 | 2029-30 | 2030-31 | 2031-32 | 2032-33 | 2033-34 | 2034-35 | 2035-36 | 2036-37 | 2037-38 | 2038-39 | 2039-40 | 2040-41 | 2041-42 | 2042-43 | 2043-44 | 2044-45 | 2045-46
NSW1 | Distributed PV | 3737.71 | 4047.0973 | 4276.3001 | 4511.1259 | 4815.3819 | 5044.3134 | 5278.3344 | 5484.2825 | 5684.0848 | 5871.6788 | 6088.9363 | 6310.1308 | 6601.7029 | 6885.3972 | 7196.653 | 7481.6761 | 7799.199 | 8038.414 | 8273.808 | 8514.182 | 8722.285 | 8966.212 | 9285.247 | 9619.888 | 9953.065
NSW1 | Behind the meter battery | 206.2 | 230.6 | 279.9 | 339.5 | 412.8 | 493.9 | 545.8 | 606.1 | 706.2 | 814.1 | 985.7 | 1082.6 | 1195.3 | 1293.4 | 1388.4 | 1472.6 | 1550.5 | 1624.8 | 1693.8 | 1760.5 | 1829.4 | 1900.5 | 1969.8 | 2006.5 | 2042.7
NSW1 | Behind the meter battery pump | 206.2 | 230.6 | 279.9 | 339.5 | 412.8 | 493.9 | 545.8 | 606.1 | 706.2 | 814.1 | 985.7 | 1082.6 | 1195.3 | 1293.4 | 1388.4 | 1472.6 | 1550.5 | 1624.8 | 1693.8 | 1760.5 | 1829.4 | 1900.5 | 1969.8 | 2006.5 | 2042.7
Region | Technology | 2021-22 | 2022-23 | 2023-24 | 2024-25 | 2025-26 | 2026-27 | 2027-28 | 2028-29 | 2029-30 | 2030-31 | 2031-32 | 2032-33 | 2033-34 | 2034-35 | 2035-36 | 2036-37 | 2037-38 | 2038-39 | 2039-40 | 2040-41 | 2041-42 | 2042-43 | 2043-44 | 2044-45 | 2045-46
QLD1 | Distributed PV | 3916.3055 | 4142.5533 | 4336.6096 | 4528.467 | 4727.6109 | 4909.4651 | 5088.6727 | 5253.6438 | 5431.4723 | 5610.0035 | 5810.8233 | 6019.4887 | 6302.7185 | 6567.2089 | 6810.6756 | 7014.3021 | 7245.4789 | 7413.5797 | 7586.3037 | 7773.209 | 7946.469 | 8130.867 | 8361.919 | 8609.57 | 8858.235
QLD1 | Behind the meter battery | 92.7 | 104.9 | 129.2 | 159.1 | 194.9 | 236.7 | 269 | 303 | 354 | 433.7 | 547.4 | 624.5 | 711.1 | 789.4 | 864.8 | 936.1 | 1004.8 | 1069.3 | 1129.7 | 1188.8 | 1247.3 | 1307 | 1365.4 | 1395.4 | 1425
QLD1 | Behind the meter battery pump | 92.7 | 104.9 | 129.2 | 159.1 | 194.9 | 236.7 | 269 | 303 | 354 | 433.7 | 547.4 | 624.5 | 711.1 | 789.4 | 864.8 | 936.1 | 1004.8 | 1069.3 | 1129.7 | 1188.8 | 1247.3 | 1307 | 1365.4 | 1395.4 | 1425
Region | Technology | 2021-22 | 2022-23 | 2023-24 | 2024-25 | 2025-26 | 2026-27 | 2027-28 | 2028-29 | 2029-30 | 2030-31 | 2031-32 | 2032-33 | 2033-34 | 2034-35 | 2035-36 | 2036-37 | 2037-38 | 2038-39 | 2039-40 | 2040-41 | 2041-42 | 2042-43 | 2043-44 | 2044-45 | 2045-46
VIC1 | Distributed PV | 3384.7909 | 3958.6095 | 4519.9081 | 5093.676 | 5662.8488 | 6230.9394 | 6797.0103 | 7165.1328 | 7320.8548 | 7460.8992 | 7628.0635 | 7808.5126 | 8055.4054 | 8292.8815 | 8553.5923 | 8775.0682 | 9031.877 | 9223.52 | 9419.17 | 9606.599 | 9787.397 | 9964.417 | 10222.967 | 10497.96 | 10788.715
VIC1 | Behind the meter battery | 119.3 | 144.5 | 174.6 | 210.9 | 260.8 | 322.4 | 382 | 445 | 550.8 | 649.2 | 807.8 | 920.5 | 1028.7 | 1122.2 | 1211.6 | 1293.1 | 1372.3 | 1450.8 | 1527 | 1601 | 1676.6 | 1752.8 | 1824.8 | 1861.6 | 1898
VIC1 | Behind the meter battery pump | 119.3 | 144.5 | 174.6 | 210.9 | 260.8 | 322.4 | 382 | 445 | 550.8 | 649.2 | 807.8 | 920.5 | 1028.7 | 1122.2 | 1211.6 | 1293.1 | 1372.3 | 1450.8 | 1527 | 1601 | 1676.6 | 1752.8 | 1824.8 | 1861.6 | 1898
Region | Technology | 2021-22 | 2022-23 | 2023-24 | 2024-25 | 2025-26 | 2026-27 | 2027-28 | 2028-29 | 2029-30 | 2030-31 | 2031-32 | 2032-33 | 2033-34 | 2034-35 | 2035-36 | 2036-37 | 2037-38 | 2038-39 | 2039-40 | 2040-41 | 2041-42 | 2042-43 | 2043-44 | 2044-45 | 2045-46
SA1 | Distributed PV | 1769.3742 | 1860.4858 | 1931.5703 | 2006.2437 | 2079.5262 | 2145.1152 | 2213.1578 | 2286.6977 | 2331.4307 | 2373.5904 | 2422.0252 | 2480.1326 | 2554.8206 | 2631.6817 | 2692.8515 | 2748.4629 | 2801.3578 | 2839.9127 | 2879.8269 | 2931.2378 | 2971.4767 | 3015.2011 | 3078.5993 | 3152.1736 | 3216.4719
SA1 | Behind the meter battery | 111.8 | 150.7 | 160.9 | 172.1 | 183.3 | 200.8 | 217.2 | 234.2 | 260.6 | 289.5 | 343.7 | 367.6 | 395.9 | 420.5 | 444.3 | 465.4 | 483.5 | 499.7 | 515.1 | 529.6 | 544.1 | 560.6 | 576.1 | 583.3 | 590.2
SA1 | Behind the meter battery pump | 111.8 | 150.7 | 160.9 | 172.1 | 183.3 | 200.8 | 217.2 | 234.2 | 260.6 | 289.5 | 343.7 | 367.6 | 395.9 | 420.5 | 444.3 | 465.4 | 483.5 | 499.7 | 515.1 | 529.6 | 544.1 | 560.6 | 576.1 | 583.3 | 590.2
Region | Technology | 2021-22 | 2022-23 | 2023-24 | 2024-25 | 2025-26 | 2026-27 | 2027-28 | 2028-29 | 2029-30 | 2030-31 | 2031-32 | 2032-33 | 2033-34 | 2034-35 | 2035-36 | 2036-37 | 2037-38 | 2038-39 | 2039-40 | 2040-41 | 2041-42 | 2042-43 | 2043-44 | 2044-45 | 2045-46
TAS1 | Distributed PV | 198.501 | 216.1334 | 228.2716 | 241.5674 | 255.7361 | 272.9065 | 284.9338 | 294.7765 | 305.4465 | 315.222 | 328.075 | 345.6708 | 362.6207 | 379.1633 | 398.1214 | 415.0956 | 437.8985 | 452.8191 | 467.5238 | 484.7715 | 496.4424 | 510.4546 | 528.6303 | 549.3295 | 569.0898
TAS1 | Behind the meter battery | 14.7 | 16.6 | 19.7 | 24 | 29.5 | 36.1 | 41.7 | 47.2 | 53.7 | 60.5 | 72.1 | 78.6 | 85.8 | 92 | 98.1 | 103.7 | 109.1 | 113.7 | 118 | 122.1 | 126.1 | 130.3 | 134.4 | 136.3 | 138
TAS1 | Behind the meter battery pump | 14.7 | 16.6 | 19.7 | 24 | 29.5 | 36.1 | 41.7 | 47.2 | 53.7 | 60.5 | 72.1 | 78.6 | 85.8 | 92 | 98.1 | 103.7 | 109.1 | 113.7 | 118 | 122.1 | 126.1 | 130.3 | 134.4 | 136.3 | 138

## Option3C_VOM Cost
VOM cost by technology ($000s) - HumeLink Option 3C, Central Scenario
VOM | Real June 2019 dollars discounted to June 2021
Explicitly modelled generation
Region | Technology | 2021-22 | 2022-23 | 2023-24 | 2024-25 | 2025-26 | 2026-27 | 2027-28 | 2028-29 | 2029-30 | 2030-31 | 2031-32 | 2032-33 | 2033-34 | 2034-35 | 2035-36 | 2036-37 | 2037-38 | 2038-39 | 2039-40 | 2040-41 | 2041-42 | 2042-43 | 2043-44 | 2044-45 | 2045-46
NEM | Black Coal | 390938.0255 | 318557.275 | 309433.7025 | 298022.8532 | 264302.3031 | 226075.1321 | 201799.7132 | 190372.9795 | 153488.7569 | 142573.6204 | 119477.6056 | 127395.7111 | 128844.2705 | 118543.3837 | 83201.5607 | 70401.0737 | 55843.5882 | 52788.065 | 49439.4389 | 42876.2021 | 41305.6031 | 24036.5607 | 19252.6143 | 14609.6402 | 11701.4236
NEM | Brown Coal | 120505.577 | 99644.896 | 103152.8735 | 79870.3549 | 71951.7439 | 66155.9851 | 57399.7784 | 56894.5285 | 49104.616 | 49248.0305 | 47128.9775 | 45138.066 | 44321.6385 | 41415.6585 | 37782.0545 | 36809.878 | 33578.0905 | 30960.937 | 28986.2925 | 29557.9405 | 26187.4283 | 25235.9582 | 22609.8838 | 21259.4987 | 20898.7202
NEM | CCGT | 17308.5938 | 15651.8381 | 11611.2019 | 10974.1143 | 10372.7363 | 9792.9691 | 9254.214 | 8984.088 | 8223.9308 | 7796.7325 | 7334.2126 | 6918.193 | 6551.7902 | 6332.3637 | 16923.7827 | 9635.934 | 12084.1678 | 13206.2227 | 13730.5508 | 11136.788 | 10384.5219 | 13021.0525 | 8349.204 | 6392.2565 | 3121.9799
NEM | Gas - Steam | 1601.7872 | 1481.9394 | 1466.865 | 171.6655 | 165.0646 | 176.9388 | 177.8783 | 144.7039 | 120.3811 | 127.136 | 109.9406 | 105.3119 | 95.1374 | 88.9931 | 91.1342 | 72.2831 | 136.7235 | 138.0088 | 0 | 0 | 0 | 0 | 0 | 0 | 0
NEM | OCGT / Diesel | 543.1599 | 485.3433 | 998.9272 | 194.2969 | 415.0694 | 493.8494 | 322.502 | 351.0903 | 54.3201 | 141.7681 | 87.5108 | 157.4591 | 35.1757 | 60.9879 | 1218.6591 | 844.3802 | 2761.2985 | 2323.3102 | 4659.1083 | 6881.4391 | 4371.1533 | 8886.1991 | 13854.4281 | 11057.7796 | 9432.069
NEM | Hydro | 87693.2775 | 106822.6244 | 82469.8071 | 86550.6852 | 92377.4465 | 81834.1143 | 78130.3337 | 85204.6223 | 70711.0648 | 56212.6721 | 66575.9335 | 51271.7379 | 52229.0681 | 55724.1752 | 49552.9766 | 45847.7143 | 48688.1349 | 39924.8485 | 31907.263 | 38062.0857 | 28696.8639 | 29293.7185 | 30983.3205 | 26947.301 | 25605.0041
NEM | Wind | 72265.5991 | 84212.369 | 74458.0145 | 76616.5419 | 79119.9978 | 81276.1198 | 83031.3079 | 84431.2178 | 81145.54 | 77574.3328 | 76169.154 | 68719.847 | 62479.7793 | 64620.2201 | 73749.2649 | 80651.4932 | 93512.0466 | 88124.3613 | 83882.2189 | 77084.6305 | 75706.942 | 72486.3664 | 73927.613 | 71310.2257 | 70872.2788
NEM | Solar PV | 13.2066 | 18.9453 | 18.8406 | 17.6075 | 17.9603 | 19.9664 | 20.6954 | 17.3117 | 25.3547 | 25.1003 | 24.4539 | 22.903 | 20.9719 | 19.3078 | 19.6223 | 18.4456 | 15.5831 | 15.5995 | 15.5196 | 15.2383 | 15.9019 | 17.9322 | 16.568 | 16.4719 | 15.612
NEM | LS Battery | 0.19454 | 0.24444 | 0.25363 | 0.22512 | 0.22011 | 0.21855 | 0.20504 | 0.45757 | 0.43191 | 0.61184 | 1.2081 | 2.3878 | 2.2336 | 2.8135 | 4.299 | 4.0795 | 3.7699 | 3.5231 | 3.5405 | 3.2779 | 4.555 | 4.9245 | 4.69 | 4.9315 | 4.6599
NEM | Pumped Hydro | 642.8794 | 927.4309 | 1811.602 | 1939.0861 | 8094.4214 | 14764.5857 | 16600.8968 | 15872.0719 | 19038.4002 | 19989.6776 | 15819.0628 | 18166.0983 | 15103.3551 | 16513.2989 | 19453.4973 | 14732.1016 | 14175.8869 | 12288.1121 | 13084.5563 | 11913.5009 | 11639.2324 | 11542.5023 | 10527.5228 | 10271.8968 | 9336.2237
NEM | VPP | 0 | 0 | 0 | 0 | 0 | 0 | 0 | 0 | 0 | 0 | 0 | 0 | 0 | 0 | 0 | 0 | 0 | 0 | 0 | 0 | 0 | 0 | 0 | 0 | 0
Total excluding storage |  | 690869.2267 | 626875.2305 | 583610.2323 | 552418.1193 | 518722.3218 | 465825.075 | 430136.423 | 426400.542 | 362873.9644 | 333699.3927 | 316907.7885 | 299729.229 | 294577.8317 | 286805.09 | 262539.055 | 244281.2021 | 246619.633 | 227481.353 | 212620.392 | 205614.3242 | 186668.4143 | 172977.7876 | 168993.6317 | 151593.1736 | 141647.0876
Region | Technology | 2021-22 | 2022-23 | 2023-24 | 2024-25 | 2025-26 | 2026-27 | 2027-28 | 2028-29 | 2029-30 | 2030-31 | 2031-32 | 2032-33 | 2033-34 | 2034-35 | 2035-36 | 2036-37 | 2037-38 | 2038-39 | 2039-40 | 2040-41 | 2041-42 | 2042-43 | 2043-44 | 2044-45 | 2045-46
NSW1 | Black Coal | 195011.033 | 154499.231 | 143251.4255 | 140248.537 | 130136.2805 | 107585.6275 | 96829.6515 | 90386.8084 | 61926.0628 | 59545.0624 | 46254.4736 | 49956.2125 | 53431.2995 | 47888.4535 | 16955.6635 | 16001.0605 | 15098.5225 | 14273.5655 | 13486.188 | 10494.982 | 12021.963 | 0 | 0 | 0 | 0
NSW1 | Brown Coal | 0 | 0 | 0 | 0 | 0 | 0 | 0 | 0 | 0 | 0 | 0 | 0 | 0 | 0 | 0 | 0 | 0 | 0 | 0 | 0 | 0 | 0 | 0 | 0 | 0
NSW1 | CCGT | 159.8566 | 225.8137 | 214.2225 | 385.8 | 365.7668 | 345.805 | 323.6058 | 313.6659 | 289.7837 | 282.5544 | 258.8664 | 242.0815 | 228.9309 | 386.9318 | 3868.4809 | 1498.5416 | 3499.2199 | 3927.1737 | 4976.0314 | 3725.1858 | 3366.3735 | 4693.1921 | 727.8577 | 0.011872 | 0.011247
NSW1 | Gas - Steam | 0 | 0 | 0 | 0 | 0 | 0 | 0 | 0 | 0 | 0 | 0 | 0 | 0 | 0 | 0 | 0 | 0 | 0 | 0 | 0 | 0 | 0 | 0 | 0 | 0
NSW1 | OCGT / Diesel | 0.0060401 | 0.0053245 | 36.4256 | 1.1275 | 40.014 | 21.3386 | 8.6413 | 29.8737 | 0.0049502 | 8.3742 | 0.0042971 | 31.8995 | 0.0049363 | 3.1104 | 187.5053 | 144.7469 | 386.9642 | 237.156 | 1058.7326 | 2222.5114 | 1153.4264 | 2891.7563 | 5173.7391 | 3749.52 | 3418.539
NSW1 | Hydro | 13467.8647 | 13739.3301 | 12602.1636 | 16187.7027 | 16677.2679 | 15971.9081 | 15628.0599 | 18152.9625 | 15106.4143 | 12747.3626 | 11394.242 | 10631.6008 | 11166.6882 | 11494.6718 | 10886.0378 | 9586.6249 | 10688.2441 | 8546.489 | 7453.5696 | 7003.2832 | 5841.8148 | 6682.5282 | 6348.1662 | 5660.6226 | 5517.4185
NSW1 | Wind | 15906.7907 | 18960.5439 | 20075.7212 | 24255.16 | 24980.924 | 24445.055 | 22555.3218 | 24778.5188 | 26106.2455 | 25939.0821 | 24843.0679 | 23584.1422 | 21876.9826 | 22628.9392 | 26501.7002 | 24746.5099 | 24705.323 | 20784.9642 | 21018.3192 | 18883.6035 | 24419.6986 | 22312.3981 | 22276.5163 | 21857.8504 | 20766.1381
NSW1 | Solar PV | 4.508 | 8.4701 | 8.8602 | 8.5705 | 9.6657 | 11.7093 | 12.8896 | 10.852 | 17.74 | 17.7255 | 17.1823 | 16.0436 | 14.7364 | 13.4901 | 13.7874 | 13.0412 | 11.0073 | 10.6805 | 10.7141 | 10.3307 | 9.9843 | 11.0373 | 10.0499 | 10.2336 | 9.6998
NSW1 | LS Battery | 1.0915e-05 | 1.1428e-05 | 1.0885e-05 | 1.0196e-05 | 1.2729e-05 | 1.5337e-05 | 1.7507e-05 | 2.1368e-05 | 2.0169e-05 | 0.21068 | 0.19609 | 0.79077 | 0.74542 | 0.69859 | 2.2688 | 2.1562 | 1.985 | 1.8472 | 1.7724 | 1.6326 | 2.8662 | 2.9588 | 2.7361 | 2.6893 | 2.5514
NSW1 | Pumped Hydro | 50.9364 | 339.0941 | 529.7749 | 699.4579 | 6279.3526 | 12518.2235 | 14059.5286 | 13681.9459 | 16495.1832 | 17424.7594 | 14202.7018 | 15894.3532 | 12930.3269 | 14536.3963 | 17174.5825 | 12759.3258 | 12708.7882 | 10842.8317 | 11607.6775 | 10668.6122 | 10438.0608 | 10361.8434 | 9660.0013 | 9444.7601 | 8622.1138
NSW1 | VPP | 0 | 0 | 0 | 0 | 0 | 0 | 0 | 0 | 0 | 0 | 0 | 0 | 0 | 0 | 0 | 0 | 0 | 0 | 0 | 0 | 0 | 0 | 0 | 0 | 0
Total excluding storage |  | 224550.0591 | 187433.3941 | 176188.8185 | 181086.8978 | 172209.9189 | 148381.4434 | 135358.17 | 133672.6814 | 103446.2513 | 98540.1611 | 82767.8365 | 84461.98 | 86718.6425 | 82415.5968 | 58413.1751 | 51990.5249 | 54389.2811 | 47780.0289 | 48003.5549 | 42339.8966 | 46813.2606 | 36590.9121 | 34536.3293 | 31278.2385 | 29711.8067
Region | Technology | 2021-22 | 2022-23 | 2023-24 | 2024-25 | 2025-26 | 2026-27 | 2027-28 | 2028-29 | 2029-30 | 2030-31 | 2031-32 | 2032-33 | 2033-34 | 2034-35 | 2035-36 | 2036-37 | 2037-38 | 2038-39 | 2039-40 | 2040-41 | 2041-42 | 2042-43 | 2043-44 | 2044-45 | 2045-46
QLD1 | Black Coal | 195926.9925 | 164058.044 | 166182.277 | 157774.3162 | 134166.0226 | 118489.5046 | 104970.0617 | 99986.1711 | 91562.6941 | 83028.558 | 73223.132 | 77439.4986 | 75412.971 | 70654.9302 | 66245.8972 | 54400.0132 | 40745.0657 | 38514.4995 | 35953.2509 | 32381.2201 | 29283.6401 | 24036.5607 | 19252.6143 | 14609.6402 | 11701.4236
QLD1 | Brown Coal | 0 | 0 | 0 | 0 | 0 | 0 | 0 | 0 | 0 | 0 | 0 | 0 | 0 | 0 | 0 | 0 | 0 | 0 | 0 | 0 | 0 | 0 | 0 | 0 | 0
QLD1 | CCGT | 8149.8939 | 7870.8813 | 7430.0133 | 7808.725 | 7394.7489 | 6982.1956 | 6610.2862 | 6466.7747 | 5864.9017 | 5545.8506 | 5228.9397 | 4938.9395 | 4666.6467 | 4393.9398 | 9813.7422 | 6694.7085 | 8584.934 | 9279.0352 | 8754.504 | 7411.5886 | 7018.1333 | 8327.8454 | 7621.3311 | 6392.2308 | 3121.955
QLD1 | Gas - Steam | 0 | 0 | 0 | 0 | 0 | 0 | 0 | 0 | 0 | 0 | 0 | 0 | 0 | 0 | 0 | 0 | 0 | 0 | 0 | 0 | 0 | 0 | 0 | 0 | 0
QLD1 | OCGT / Diesel | 6.989 | 0.0067556 | 23.3028 | 57.091 | 164.4155 | 65.9405 | 16.4427 | 129.4614 | 15.4594 | 36.096 | 43.3851 | 49.7596 | 15.6698 | 29.0174 | 92.6642 | 127.6519 | 471.6666 | 177.3737 | 827.2412 | 1073.8348 | 791.8348 | 2168.6339 | 2805.8075 | 3467.5589 | 3203.4695
QLD1 | Hydro | 4828.7627 | 4533.9544 | 4284.3519 | 4012.1346 | 3770.4211 | 3545.474 | 3348.5004 | 3120.9249 | 2947.2432 | 2770.7893 | 2616.97 | 2450.1317 | 2303.3337 | 2164.1095 | 2040.002 | 1906.27 | 677.9798 | 637.9811 | 597.1121 | 561.7546 | 531.5589 | 0 | 0 | 0 | 0
QLD1 | Wind | 5574.3056 | 8927.6441 | 8345.96 | 7197.9117 | 10662.2753 | 13661.35 | 19533.335 | 23375.3074 | 21902.4237 | 21084.0949 | 19162.3521 | 17601.0077 | 14942.2289 | 17044.9799 | 15968.8185 | 23023.699 | 36414.0946 | 33787.0648 | 32497.7616 | 27818.6739 | 25916.3583 | 22864.7665 | 25804.8973 | 23538.3625 | 26444.9563
QLD1 | Solar PV | 5.0716 | 6.9104 | 6.5636 | 5.9283 | 5.4785 | 5.4977 | 5.1611 | 4.0936 | 5.3834 | 5.2579 | 5.2414 | 4.8661 | 4.4387 | 4.154 | 4.1795 | 3.8041 | 3.1477 | 3.2777 | 3.2269 | 3.4215 | 3.2136 | 4.4554 | 4.1698 | 4.0827 | 3.8526
QLD1 | LS Battery | 0.0011948 | 0.019166 | 0.021444 | 0.021599 | 0.02262 | 0.021533 | 0.021396 | 0.29482 | 0.28626 | 0.26456 | 0.88276 | 0.86353 | 0.81175 | 1.4893 | 1.4075 | 1.3266 | 1.2226 | 1.1516 | 1.1042 | 1.0324 | 0.98198 | 1.3266 | 1.2296 | 1.5307 | 1.4263
QLD1 | Pumped Hydro | 591.9431 | 588.3368 | 1281.8271 | 1239.6282 | 1815.0688 | 2246.3622 | 2541.3682 | 2190.126 | 2543.217 | 2564.9182 | 1616.361 | 2271.745 | 2173.0282 | 1976.9026 | 2278.9148 | 1972.7758 | 1467.0987 | 1445.2804 | 1476.8787 | 1244.8887 | 1200.9168 | 1180.4254 | 867.1146 | 826.0565 | 713.0874
QLD1 | VPP | 0 | 0 | 0 | 0 | 0 | 0 | 0 | 0 | 0 | 0 | 0 | 0 | 0 | 0 | 0 | 0 | 0 | 0 | 0 | 0 | 0 | 0 | 0 | 0 | 0
Total excluding storage |  | 214492.0152 | 185397.4409 | 186272.4685 | 176856.1068 | 156163.3619 | 142749.9624 | 134483.787 | 133082.7331 | 122298.1056 | 112470.6467 | 100280.0203 | 102484.2033 | 97345.2889 | 94291.1309 | 94165.3035 | 86156.1467 | 86896.8884 | 82399.232 | 78633.0966 | 69250.4934 | 63544.739 | 57402.2619 | 55488.82 | 48011.8751 | 44475.657
Region | Technology | 2021-22 | 2022-23 | 2023-24 | 2024-25 | 2025-26 | 2026-27 | 2027-28 | 2028-29 | 2029-30 | 2030-31 | 2031-32 | 2032-33 | 2033-34 | 2034-35 | 2035-36 | 2036-37 | 2037-38 | 2038-39 | 2039-40 | 2040-41 | 2041-42 | 2042-43 | 2043-44 | 2044-45 | 2045-46
VIC1 | Black Coal | 0 | 0 | 0 | 0 | 0 | 0 | 0 | 0 | 0 | 0 | 0 | 0 | 0 | 0 | 0 | 0 | 0 | 0 | 0 | 0 | 0 | 0 | 0 | 0 | 0
VIC1 | Brown Coal | 120505.577 | 99644.896 | 103152.8735 | 79870.3549 | 71951.7439 | 66155.9851 | 57399.7784 | 56894.5285 | 49104.616 | 49248.0305 | 47128.9775 | 45138.066 | 44321.6385 | 41415.6585 | 37782.0545 | 36809.878 | 33578.0905 | 30960.937 | 28986.2925 | 29557.9405 | 26187.4283 | 25235.9582 | 22609.8838 | 21259.4987 | 20898.7202
VIC1 | CCGT | 0 | 0.0032843 | 0.0032539 | 0.0033499 | 0.0031699 | 0.0030804 | 0.0029889 | 0.0030488 | 0.0029617 | 0.0027822 | 0.0026084 | 0.0029285 | 0.0030543 | 0.0032668 | 0.0040067 | 0.0037232 | 0.0047322 | 0.0047604 | 0.0061765 | 0.0054954 | 0.0060106 | 0.0061154 | 0.0057649 | 0.0052397 | 0.0055323
VIC1 | Gas - Steam | 35.1246 | 28.6338 | 34.2574 | 16.6368 | 19.2929 | 40.0026 | 48.5531 | 20.6862 | 5.8651 | 16.2816 | 7.1312 | 9.2237 | 3.3344 | 3.2891 | 91.1342 | 72.2831 | 136.7235 | 138.0088 | 0 | 0 | 0 | 0 | 0 | 0 | 0
VIC1 | OCGT / Diesel | 78.3506 | 200.2123 | 121.1589 | 81.3094 | 98.5768 | 189.6708 | 121.0283 | 97.6142 | 11.2932 | 45.8129 | 18.1718 | 42.6468 | 13.475 | 4.5082 | 297.922 | 134.9681 | 422.3853 | 185.237 | 689.1979 | 1265.7044 | 723.0651 | 1207.2021 | 2522.1442 | 1875.2454 | 1350.0423
VIC1 | Hydro | 20059.85 | 18321.7647 | 16190.4315 | 18841.887 | 18275.5395 | 16266.7828 | 15408.313 | 18383.0168 | 14332.3944 | 11703.8378 | 10933.8864 | 9334.6046 | 10872.4551 | 10525.7644 | 9444.2164 | 8855.1593 | 10579.5915 | 8282.418 | 6736.2031 | 6294.7798 | 5398.046 | 6259.8438 | 6055.2681 | 5427.7319 | 5118.4257
VIC1 | Wind | 29779.8524 | 34058.1434 | 27317.6142 | 26856.8113 | 26320.5397 | 25803.852 | 24422.2994 | 21540.2357 | 20092.6595 | 18494.0671 | 19670.1426 | 16473.6372 | 15743.3294 | 15496.2586 | 16835.5449 | 16339.3549 | 16966.5677 | 16673.1155 | 15358.0425 | 14946.0819 | 12509.1948 | 15140.752 | 14370.0041 | 13887.8513 | 12284.6952
VIC1 | Solar PV | 2.6308 | 2.4732 | 2.3825 | 2.1721 | 1.9539 | 1.9319 | 1.8423 | 1.6461 | 1.5498 | 1.4751 | 1.4042 | 1.3887 | 1.2526 | 1.1528 | 1.159 | 1.1169 | 0.99316 | 1.1725 | 1.1303 | 1.0602 | 1.6513 | 1.4975 | 1.5687 | 1.4835 | 1.4053
VIC1 | LS Battery | 0.11704 | 0.1585 | 0.15835 | 0.14502 | 0.14112 | 0.14054 | 0.1312 | 0.11614 | 0.10292 | 0.097892 | 0.093087 | 0.087671 | 0.066741 | 0.064508 | 0.06058 | 0.058319 | 0.052346 | 0.048162 | 0.21703 | 0.20249 | 0.17614 | 0.14608 | 0.1346 | 0.13441 | 0.1275
VIC1 | Pumped Hydro | 0 | 0 | 0 | 2.7447e-06 | 2.7815e-06 | 3.3907e-06 | 3.2805e-06 | 3.2518e-06 | 3.1219e-06 | 2.9827e-06 | 2.9112e-06 | 3.3498e-06 | 3.1738e-06 | 3.2367e-06 | 4.9915e-06 | 4.79e-06 | 5.3655e-06 | 5.1504e-06 | 3.2191e-05 | 3.147e-05 | 0.25477 | 0.2336 | 0.40695 | 1.0801 | 1.0225
VIC1 | VPP | 0 | 0 | 0 | 0 | 0 | 0 | 0 | 0 | 0 | 0 | 0 | 0 | 0 | 0 | 0 | 0 | 0 | 0 | 0 | 0 | 0 | 0 | 0 | 0 | 0
Total excluding storage |  | 170461.3854 | 152256.1267 | 146818.7211 | 125669.1749 | 116667.6499 | 108458.2283 | 97401.8175 | 96937.7305 | 83548.381 | 79509.5078 | 77759.7164 | 70999.5699 | 70955.4881 | 67446.6348 | 64452.0351 | 62212.7639 | 61684.3563 | 56240.8937 | 51770.8724 | 52065.5722 | 44819.3915 | 47845.2596 | 45558.8747 | 42451.8161 | 39653.2941
Region | Technology | 2021-22 | 2022-23 | 2023-24 | 2024-25 | 2025-26 | 2026-27 | 2027-28 | 2028-29 | 2029-30 | 2030-31 | 2031-32 | 2032-33 | 2033-34 | 2034-35 | 2035-36 | 2036-37 | 2037-38 | 2038-39 | 2039-40 | 2040-41 | 2041-42 | 2042-43 | 2043-44 | 2044-45 | 2045-46
SA1 | Black Coal | 0 | 0 | 0 | 0 | 0 | 0 | 0 | 0 | 0 | 0 | 0 | 0 | 0 | 0 | 0 | 0 | 0 | 0 | 0 | 0 | 0 | 0 | 0 | 0 | 0
SA1 | Brown Coal | 0 | 0 | 0 | 0 | 0 | 0 | 0 | 0 | 0 | 0 | 0 | 0 | 0 | 0 | 0 | 0 | 0 | 0 | 0 | 0 | 0 | 0 | 0 | 0 | 0
SA1 | CCGT | 8998.8433 | 7555.1371 | 3966.9595 | 2779.5823 | 2612.2141 | 2464.9623 | 2320.3159 | 2203.6413 | 2069.2393 | 1968.3216 | 1846.4012 | 1737.1658 | 1656.2063 | 1551.4858 | 3241.5524 | 1442.677 | 0.0052199 | 0.0050241 | 0.0049541 | 0.0044733 | 0.0048712 | 0.0048133 | 0.0057782 | 0.0052362 | 0.0049745
SA1 | Gas - Steam | 1566.6627 | 1453.3056 | 1432.6076 | 155.0287 | 145.7717 | 136.9362 | 129.3252 | 124.0178 | 114.516 | 110.8543 | 102.8094 | 96.0882 | 91.803 | 85.704 | 0 | 0 | 0 | 0 | 0 | 0 | 0 | 0 | 0 | 0 | 0
SA1 | OCGT / Diesel | 457.8103 | 285.116 | 814.7605 | 54.7653 | 108.5277 | 216.8964 | 176.3867 | 94.138 | 27.5595 | 51.4821 | 25.9472 | 32.8131 | 6.0229 | 24.3491 | 640.5646 | 437.0102 | 1474.3515 | 1723.54 | 2077.175 | 2318.5612 | 1700.9747 | 2618.6041 | 3348.9502 | 1953.9451 | 1451.5108
SA1 | Hydro | 0 | 0 | 0 | 0 | 0 | 0 | 0 | 0 | 0 | 0 | 0 | 0 | 0 | 0 | 0 | 0 | 0 | 0 | 0 | 0 | 0 | 0 | 0 | 0 | 0
SA1 | Wind | 16270.0224 | 17177.5665 | 14252.921 | 14214.452 | 12899.5059 | 13288.9512 | 12575.4765 | 11444.4572 | 9993.6083 | 9235.4321 | 9453.9029 | 8092.2428 | 7178.8294 | 6617.0547 | 10565.52 | 9439.1347 | 9216.9955 | 10674.9351 | 9247.5098 | 9542.7474 | 7705.9831 | 7354.0077 | 6583.0682 | 7666.7233 | 7118.3866
SA1 | Solar PV | 0.9962 | 1.0916 | 1.0343 | 0.93661 | 0.86215 | 0.82753 | 0.80236 | 0.71996 | 0.68144 | 0.64181 | 0.62599 | 0.60464 | 0.5443 | 0.51095 | 0.49644 | 0.48343 | 0.43485 | 0.46874 | 0.4482 | 0.42594 | 1.0527 | 0.94201 | 0.77969 | 0.67205 | 0.65429
SA1 | LS Battery | 0.076297 | 0.066765 | 0.073823 | 0.05849 | 0.056354 | 0.056459 | 0.052424 | 0.046575 | 0.042699 | 0.038706 | 0.036138 | 0.64578 | 0.6097 | 0.56106 | 0.56209 | 0.53836 | 0.50997 | 0.47613 | 0.44685 | 0.41048 | 0.53061 | 0.49301 | 0.58962 | 0.57708 | 0.55477
SA1 | Pumped Hydro | 0 | 0 | 0 | 1.7884e-06 | 1.8365e-06 | 1.9646e-06 | 1.9817e-06 | 2.0914e-06 | 2.0105e-06 | 1.9141e-06 | 1.8796e-06 | 2.0507e-06 | 1.9662e-06 | 1.9899e-06 | 2.5394e-06 | 2.4518e-06 | 4.1533e-06 | 3.9674e-06 | 3.7817e-06 | 3.6948e-06 | 4.2653e-06 | 4.0324e-06 | 3.8855e-06 | 4.2884e-06 | 4.0974e-06
SA1 | VPP | 0 | 0 | 0 | 0 | 0 | 0 | 0 | 0 | 0 | 0 | 0 | 0 | 0 | 0 | 0 | 0 | 0 | 0 | 0 | 0 | 0 | 0 | 0 | 0 | 0
Total excluding storage |  | 27294.3349 | 26472.2168 | 20468.283 | 17204.7649 | 15766.8816 | 16108.5735 | 15202.3067 | 13866.9742 | 12205.6045 | 11366.7319 | 11429.6867 | 9958.9145 | 8933.4059 | 8279.1046 | 14448.1334 | 11319.3053 | 10691.7871 | 12398.9489 | 11325.1379 | 11861.7391 | 9408.0153 | 9973.5586 | 9932.8039 | 9621.3457 | 8570.5566
Region | Technology | 2021-22 | 2022-23 | 2023-24 | 2024-25 | 2025-26 | 2026-27 | 2027-28 | 2028-29 | 2029-30 | 2030-31 | 2031-32 | 2032-33 | 2033-34 | 2034-35 | 2035-36 | 2036-37 | 2037-38 | 2038-39 | 2039-40 | 2040-41 | 2041-42 | 2042-43 | 2043-44 | 2044-45 | 2045-46
TAS1 | Black Coal | 0 | 0 | 0 | 0 | 0 | 0 | 0 | 0 | 0 | 0 | 0 | 0 | 0 | 0 | 0 | 0 | 0 | 0 | 0 | 0 | 0 | 0 | 0 | 0 | 0
TAS1 | Brown Coal | 0 | 0 | 0 | 0 | 0 | 0 | 0 | 0 | 0 | 0 | 0 | 0 | 0 | 0 | 0 | 0 | 0 | 0 | 0 | 0 | 0 | 0 | 0 | 0 | 0
TAS1 | CCGT | 0 | 0.0027542 | 0.0034397 | 0.003573 | 0.0032946 | 0.0032003 | 0.0031656 | 0.0030307 | 0.0031039 | 0.002983 | 0.002656 | 0.003221 | 0.0032643 | 0.0030128 | 0.003247 | 0.0032759 | 0.0039186 | 0.0039572 | 0.0042761 | 0.0036091 | 0.0041542 | 0.0040166 | 0.0036533 | 0.0033743 | 0.0032068
TAS1 | Gas - Steam | 0 | 0 | 0 | 0 | 0 | 0 | 0 | 0 | 0 | 0 | 0 | 0 | 0 | 0 | 0 | 0 | 0 | 0 | 0 | 0 | 0 | 0 | 0 | 0 | 0
TAS1 | OCGT / Diesel | 0.0040616 | 0.0029678 | 3.2795 | 0.0036748 | 3.5353 | 0.0031555 | 0.0031107 | 0.002969 | 0.0030623 | 0.0030114 | 0.0023875 | 0.34017 | 0.0030603 | 0.0027683 | 0.003041 | 0.003116 | 5.9308 | 0.003516 | 6.7616 | 0.82725 | 1.8523 | 0.0026638 | 3.787 | 11.5102 | 8.5075
TAS1 | Hydro | 49336.8001 | 70227.5752 | 49392.8602 | 47508.9609 | 53654.218 | 46049.9493 | 43745.4604 | 45547.7181 | 38325.0129 | 28990.6824 | 41630.8351 | 28855.4008 | 27886.591 | 31539.6294 | 27182.7203 | 25499.6602 | 26742.3195 | 22457.9604 | 17120.3783 | 24202.2682 | 16925.4442 | 16351.3465 | 18579.8862 | 15858.9465 | 14969.1599
TAS1 | Wind | 4734.628 | 5088.471 | 4465.7981 | 4092.2069 | 4256.7529 | 4076.9117 | 3944.8752 | 3292.6987 | 3050.6029 | 2821.6566 | 3039.6886 | 2968.8171 | 2738.4091 | 2832.9879 | 3877.6813 | 7102.7947 | 6209.0659 | 6204.2816 | 5760.5859 | 5893.5239 | 5155.7073 | 4814.4422 | 4893.127 | 4359.4381 | 4258.1026
TAS1 | Solar PV | 9.1149e-08 | 9.8021e-08 | 1.1297e-07 | 1.0986e-07 | 1.4715e-07 | 2.2687e-07 | 2.2869e-07 | 2.2693e-07 | 3.3728e-07 | 3.3998e-07 | 2.5578e-07 | 7.3497e-07 | 7.0435e-07 | 5.6406e-07 | 5.8175e-07 | 4.6761e-07 | 4.6134e-07 | 4.9761e-07 | 4.6412e-07 | 4.0847e-07 | 4.5395e-07 | 4.322e-07 | 3.6588e-07 | 3.6148e-07 | 3.2603e-07
TAS1 | LS Battery | 1.978e-06 | 2.4062e-06 | 2.0608e-06 | 1.8956e-06 | 1.8822e-06 | 2.503e-06 | 3.0454e-06 | 3.1958e-06 | 2.8656e-06 | 4.2018e-06 | 7.0344e-06 | 4.2764e-06 | 4.053e-06 | 4.9067e-06 | 4.423e-06 | 4.8955e-06 | 4.9523e-06 | 4.4853e-06 | 5.0402e-06 | 6.0339e-06 | 5.3997e-06 | 5.0838e-06 | 5.471e-06 | 5.7134e-06 | 5.5435e-06
TAS1 | Pumped Hydro | 0 | 0 | 0 | 2.5776e-06 | 2.8695e-06 | 2.7535e-06 | 2.7389e-06 | 2.7527e-06 | 2.5431e-06 | 2.389e-06 | 3.1766e-06 | 2.4276e-06 | 2.3462e-06 | 2.7021e-06 | 2.6338e-06 | 4.1627e-06 | 5.9452e-06 | 5.443e-06 | 8.5699e-06 | 8.7338e-06 | 8.0429e-06 | 7.2442e-06 | 7.2991e-06 | 7.3416e-06 | 6.9024e-06
TAS1 | VPP | 0 | 0 | 0 | 0 | 0 | 0 | 0 | 0 | 0 | 0 | 0 | 0 | 0 | 0 | 0 | 0 | 0 | 0 | 0 | 0 | 0 | 0 | 0 | 0 | 0
Total excluding storage |  | 54071.4321 | 75316.0519 | 53861.9412 | 51601.175 | 57914.5095 | 50126.8673 | 47690.3419 | 48840.4229 | 41375.622 | 31812.3451 | 44670.5287 | 31824.5613 | 30625.0064 | 34372.623 | 31060.4079 | 32602.4613 | 32957.3201 | 28662.2494 | 22887.7301 | 30096.6229 | 22083.008 | 21165.7954 | 23476.8039 | 20229.8982 | 19235.7732
Explicitly modelled pumping
Region | Technology | 2021-22 | 2022-23 | 2023-24 | 2024-25 | 2025-26 | 2026-27 | 2027-28 | 2028-29 | 2029-30 | 2030-31 | 2031-32 | 2032-33 | 2033-34 | 2034-35 | 2035-36 | 2036-37 | 2037-38 | 2038-39 | 2039-40 | 2040-41 | 2041-42 | 2042-43 | 2043-44 | 2044-45 | 2045-46
NEM | LS Battery pump | 0.23947 | 0.3025 | 0.31231 | 0.27792 | 0.27173 | 0.26978 | 0.25367 | 0.22359 | 0.20314 | 0.19037 | 0.17892 | 0.16859 | 0.13891 | 0.12178 | 0.1158 | 0.111 | 0.097526 | 0.090645 | 0.08442 | 0.079047 | 0.04926 | 0.028475 | 0.024241 | 0.024683 | 0.022098
NEM | Pumped Hydro pump | 1021.8517 | 3187.1922 | 5597.3126 | 7073.4028 | 16411.9808 | 27436.1815 | 29433.2903 | 27313.7175 | 30911.6532 | 33365.9171 | 29106.8097 | 29042.4586 | 26292.0995 | 27372.5364 | 30520.9139 | 25295.3362 | 22599.3935 | 20169.538 | 20997.1384 | 20157.902 | 18625.4136 | 18834.5656 | 16308.6132 | 16223.9009 | 14995.0015
NEM | VPP pump | 0 | 0 | 0 | 0 | 0 | 0 | 0 | 0 | 0 | 0 | 0 | 0 | 0 | 0 | 0 | 0 | 0 | 0 | 0 | 0 | 0 | 0 | 0 | 0 | 0
Region | Technology | 2021-22 | 2022-23 | 2023-24 | 2024-25 | 2025-26 | 2026-27 | 2027-28 | 2028-29 | 2029-30 | 2030-31 | 2031-32 | 2032-33 | 2033-34 | 2034-35 | 2035-36 | 2036-37 | 2037-38 | 2038-39 | 2039-40 | 2040-41 | 2041-42 | 2042-43 | 2043-44 | 2044-45 | 2045-46
NSW1 | LS Battery pump | 0 | 0 | 0 | 0 | 0 | 0 | 0 | 0 | 0 | 0 | 0 | 0 | 0 | 0 | 0 | 0 | 0 | 0 | 0 | 0 | 0 | 0 | 0 | 0 | 0
NSW1 | Pumped Hydro pump | 185.6279 | 2325.8305 | 3785.9591 | 5297.916 | 13818.2803 | 24231.1533 | 25802.3983 | 24184.611 | 27278.1667 | 29701.4519 | 26785.2609 | 25808.9811 | 23187.5213 | 24538.0286 | 27275.1984 | 22476.9667 | 20495.9783 | 18114.479 | 18888.3274 | 18373.166 | 16911.7382 | 17151.9137 | 15077.4147 | 15046.3455 | 13978.6629
NSW1 | VPP pump | 0 | 0 | 0 | 0 | 0 | 0 | 0 | 0 | 0 | 0 | 0 | 0 | 0 | 0 | 0 | 0 | 0 | 0 | 0 | 0 | 0 | 0 | 0 | 0 | 0
Region | Technology | 2021-22 | 2022-23 | 2023-24 | 2024-25 | 2025-26 | 2026-27 | 2027-28 | 2028-29 | 2029-30 | 2030-31 | 2031-32 | 2032-33 | 2033-34 | 2034-35 | 2035-36 | 2036-37 | 2037-38 | 2038-39 | 2039-40 | 2040-41 | 2041-42 | 2042-43 | 2043-44 | 2044-45 | 2045-46
QLD1 | LS Battery pump | 0.0014675 | 0.02364 | 0.026402 | 0.02668 | 0.027927 | 0.026562 | 0.026411 | 0.023266 | 0.02336 | 0.021747 | 0.018953 | 0.019397 | 0.01813 | 0.016436 | 0.015888 | 0.01507 | 0.011974 | 0.011581 | 0.011419 | 0.010729 | 0.010086 | 0.0090863 | 0.0079747 | 0.0080454 | 0.0072835
QLD1 | Pumped Hydro pump | 836.2238 | 861.3617 | 1811.3535 | 1775.4868 | 2593.7005 | 3205.0282 | 3630.892 | 3129.1065 | 3633.4865 | 3664.4652 | 2321.5488 | 3233.4775 | 3104.5782 | 2834.5078 | 3245.7155 | 2818.3695 | 2103.4152 | 2055.059 | 2108.811 | 1784.736 | 1713.6754 | 1682.6519 | 1231.1985 | 1177.5554 | 1016.3386
QLD1 | VPP pump | 0 | 0 | 0 | 0 | 0 | 0 | 0 | 0 | 0 | 0 | 0 | 0 | 0 | 0 | 0 | 0 | 0 | 0 | 0 | 0 | 0 | 0 | 0 | 0 | 0
Region | Technology | 2021-22 | 2022-23 | 2023-24 | 2024-25 | 2025-26 | 2026-27 | 2027-28 | 2028-29 | 2029-30 | 2030-31 | 2031-32 | 2032-33 | 2033-34 | 2034-35 | 2035-36 | 2036-37 | 2037-38 | 2038-39 | 2039-40 | 2040-41 | 2041-42 | 2042-43 | 2043-44 | 2044-45 | 2045-46
VIC1 | LS Battery pump | 0.14405 | 0.19623 | 0.19498 | 0.17902 | 0.17423 | 0.17351 | 0.16238 | 0.14298 | 0.12707 | 0.12085 | 0.11524 | 0.10799 | 0.082294 | 0.079627 | 0.074779 | 0.071988 | 0.064614 | 0.05963 | 0.054643 | 0.05144 | 0.022035 | 0.0039021 | 0.0033753 | 0.0033869 | 0.0032168
VIC1 | Pumped Hydro pump | 0 | 0 | 0 | 0 | 0 | 0 | 0 | 0 | 0 | 0 | 0 | 0 | 0 | 0 | 0 | 0 | 0 | 0 | 0 | 0 | 0 | 0 | 0 | 0 | 0
VIC1 | VPP pump | 0 | 0 | 0 | 0 | 0 | 0 | 0 | 0 | 0 | 0 | 0 | 0 | 0 | 0 | 0 | 0 | 0 | 0 | 0 | 0 | 0 | 0 | 0 | 0 | 0
Region | Technology | 2021-22 | 2022-23 | 2023-24 | 2024-25 | 2025-26 | 2026-27 | 2027-28 | 2028-29 | 2029-30 | 2030-31 | 2031-32 | 2032-33 | 2033-34 | 2034-35 | 2035-36 | 2036-37 | 2037-38 | 2038-39 | 2039-40 | 2040-41 | 2041-42 | 2042-43 | 2043-44 | 2044-45 | 2045-46
SA1 | LS Battery pump | 0.093958 | 0.082639 | 0.09093 | 0.072212 | 0.069574 | 0.069702 | 0.064878 | 0.057338 | 0.052712 | 0.047773 | 0.044724 | 0.041198 | 0.038484 | 0.025719 | 0.025132 | 0.023939 | 0.020938 | 0.019434 | 0.018358 | 0.016879 | 0.017139 | 0.015487 | 0.012891 | 0.013251 | 0.011598
SA1 | Pumped Hydro pump | 0 | 0 | 0 | 0 | 0 | 0 | 0 | 0 | 0 | 0 | 0 | 0 | 0 | 0 | 0 | 0 | 0 | 0 | 0 | 0 | 0 | 0 | 0 | 0 | 0
SA1 | VPP pump | 0 | 0 | 0 | 0 | 0 | 0 | 0 | 0 | 0 | 0 | 0 | 0 | 0 | 0 | 0 | 0 | 0 | 0 | 0 | 0 | 0 | 0 | 0 | 0 | 0
Region | Technology | 2021-22 | 2022-23 | 2023-24 | 2024-25 | 2025-26 | 2026-27 | 2027-28 | 2028-29 | 2029-30 | 2030-31 | 2031-32 | 2032-33 | 2033-34 | 2034-35 | 2035-36 | 2036-37 | 2037-38 | 2038-39 | 2039-40 | 2040-41 | 2041-42 | 2042-43 | 2043-44 | 2044-45 | 2045-46
TAS1 | LS Battery pump | 0 | 0 | 0 | 0 | 0 | 0 | 0 | 0 | 0 | 0 | 0 | 0 | 0 | 0 | 0 | 0 | 0 | 0 | 0 | 0 | 0 | 0 | 0 | 0 | 0
TAS1 | Pumped Hydro pump | 0 | 0 | 0 | 0 | 0 | 0 | 0 | 0 | 0 | 0 | 0 | 0 | 0 | 0 | 0 | 0 | 0 | 0 | 0 | 0 | 0 | 0 | 0 | 0 | 0
TAS1 | VPP pump | 0 | 0 | 0 | 0 | 0 | 0 | 0 | 0 | 0 | 0 | 0 | 0 | 0 | 0 | 0 | 0 | 0 | 0 | 0 | 0 | 0 | 0 | 0 | 0 | 0

## Option3C_FOM Cost
FOM cost by technology ($000s) - HumeLink Option 3C, Central Scenario
FOM | Real June 2019 dollars discounted to June 2021. For new entrant capacity, the FOM is incurred annually in modelling. For existing capacity, FOM is considered to be a sunk cost, since the fixed retirement dates are assumed to be the same in the Base Case and the case with HumeLink. As such, early retirements are presented as an annual FOM saving, or negative cost, that continues until the assumed fixed date retirement.
Explicitly modelled generation
Region | Technology | 2021-22 | 2022-23 | 2023-24 | 2024-25 | 2025-26 | 2026-27 | 2027-28 | 2028-29 | 2029-30 | 2030-31 | 2031-32 | 2032-33 | 2033-34 | 2034-35 | 2035-36 | 2036-37 | 2037-38 | 2038-39 | 2039-40 | 2040-41 | 2041-42 | 2042-43 | 2043-44 | 2044-45 | 2045-46
NEM | Black Coal | 0 | 0 | 0 | -10188.3586 | 606153.7703 | 357673.1548 | -358116.2233 | -1.6095e-05 | -31644.6756 | -0.028361 | -5440.9148 | 0 | 279441.8224 | 0 | 0 | 0 | 0 | 0 | 0 | 0 | 0 | 0 | 0 | 0 | 0
NEM | Brown Coal | 0 | 0 | 0 | -529159.9845 | -67274.829 | -0.030571 | 299354.987 | 563480.4234 | 0 | 0 | 0 | 0 | 0 | 0 | 0 | 0 | 169652.9311 | 317528.5743 | 0 | 0 | 0 | 0 | 0 | 0 | 0
NEM | CCGT | 0 | 0.055831 | 0.012177 | 0.0038225 | 0.0016236 | 0.00081034 | 0.00088407 | 0.0028493 | 0.00096975 | 0.00020367 | 0.00014861 | 0.0052071 | 0.0030275 | 0.0041368 | 0.0090631 | 0.0052111 | 0.021181 | 0.00080692 | 0.0031151 | 8.47e-05 | 0.0023931 | 0.0073318 | 0.00108 | 0.00035509 | 0.00017732
NEM | Gas - Steam | 0 | 0 | 0 | 0 | 0 | 0 | 0 | 0 | 0 | 0 | 0 | 0 | 0 | 0 | 0 | 0 | 0 | 0 | 0 | 0 | 0 | 0 | 0 | 0 | 0
NEM | OCGT / Diesel | 0.041026 | 0.0039388 | 0.016683 | 0.0031208 | 0.0061957 | 0.0010637 | 0.00074135 | 0.0027999 | 0.00062765 | 0.00072616 | 0.00066803 | 0.0020852 | 0.00074884 | 0.0013797 | 0.0028387 | 3521.9862 | 5341.4041 | 0.00022254 | 0.0026141 | 0.00017078 | 0.0012283 | 0.00057311 | 766.8717 | 1721.9368 | 0.00045129
NEM | Hydro | 0 | 0 | 0 | 0 | 0 | 0 | 0 | 0 | 0 | 0 | 0 | 0 | 0 | 0 | 0 | 0 | 0 | 0 | 0 | 0 | 0 | 0 | 0 | 0 | 0
NEM | Wind | 0 | 5.3717 | 207686.5321 | 346005.4453 | 105037.2189 | 174197.5512 | 186733.2898 | 452907.5436 | 410554.9228 | 0.04162 | 0.023963 | 9150.7236 | 0.14611 | 0.48974 | 344042.2253 | 283839.3509 | 618218.3218 | 115261.0184 | 0.50075 | 0.023124 | 137983.0656 | 120204.2071 | 6821.1545 | 6362.7558 | 17383.514
NEM | Solar PV | 0.34389 | 202652.1516 | 78416.6461 | 0.032312 | 159672.5044 | 140046.7337 | 128614.7255 | 0.11708 | 647427.3596 | 0.020087 | 0.037127 | 0.12065 | 0.043679 | 0.03847 | 0.21515 | 0.15856 | 8378.0744 | 9478.0373 | 0.005299 | 7640.9081 | 43113.1211 | 82971.5854 | 5827.5248 | 0.0032289 | 0.004529
NEM | LS Battery | 0.33891 | 0.010053 | 0.0028653 | 0 | 0.075234 | 0.13418 | 0.10461 | 9785.5433 | 5.1486e-05 | 7683.6832 | 21839.7816 | 39181.9122 | 0.047716 | 21190.9505 | 47171.1317 | 8.9526e-06 | 287.2701 | 8.5724e-06 | 3314.6288 | 0.00075537 | 22313.4947 | 8613.1153 | 1369.7655 | 2293.6617 | 0.0011709
NEM | Pumped Hydro | 0 | 0 | 0 | 0.6548 | 0.17032 | 0.050706 | 0.021243 | 0.11137 | 245018.8524 | 0.0048317 | 0.011299 | 0.026293 | 0.0064388 | 0.037525 | 0.064611 | 5494.4889 | 16724.9236 | 0.0057244 | 0.48571 | 0.0022611 | 12050.8851 | 7682.7505 | 1622.9062 | 5772.6223 | 0.000479
NEM | VPP | 0 | 0 | 0 | 0 | 0 | 0 | 0 | 0 | 0 | 0 | 0 | 0 | 0 | 0 | 0 | 0 | 0 | 0 | 0 | 0 | 0 | 0 | 0 | 0 | 0
Total excluding storage |  | 0.38492 | 202657.583 | 286103.207 | -193342.8586 | 803588.6724 | 671917.411 | 256586.7806 | 1016388.0896 | 1026337.6084 | 0.034276 | -5440.8529 | 9150.8515 | 279442.016 | 0.53372 | 344042.4523 | 287361.5009 | 801590.7527 | 442267.6311 | 0.51177 | 7640.9315 | 181096.1903 | 203175.8004 | 13415.552 | 8084.6962 | 17383.5191
Region | Technology | 2021-22 | 2022-23 | 2023-24 | 2024-25 | 2025-26 | 2026-27 | 2027-28 | 2028-29 | 2029-30 | 2030-31 | 2031-32 | 2032-33 | 2033-34 | 2034-35 | 2035-36 | 2036-37 | 2037-38 | 2038-39 | 2039-40 | 2040-41 | 2041-42 | 2042-43 | 2043-44 | 2044-45 | 2045-46
NSW1 | Black Coal | 0 | 0 | 0 | -0.00050378 | 801852.1884 | -42708.4867 | -345420.4048 | -1.6095e-05 | -31644.6756 | -0.028361 | -5440.9148 | 0 | 0 | 0 | 0 | 0 | 0 | 0 | 0 | 0 | 0 | 0 | 0 | 0 | 0
NSW1 | Brown Coal | 0 | 0 | 0 | 0 | 0 | 0 | 0 | 0 | 0 | 0 | 0 | 0 | 0 | 0 | 0 | 0 | 0 | 0 | 0 | 0 | 0 | 0 | 0 | 0 | 0
NSW1 | CCGT | 0 | 0.012705 | 0.0057179 | 0.00018868 | 0 | 0 | 0 | 0.00012559 | 0.00011011 | 1.596e-05 | 0 | 0.0010795 | 0.00061395 | 0.00090822 | 0.003668 | 0.0024749 | 0.0086194 | 8.6019e-05 | 7.071e-06 | 4.6531e-05 | 9.8766e-05 | 0.005693 | 6.5496e-05 | 1.9897e-06 | 4.1606e-06
NSW1 | Gas - Steam | 0 | 0 | 0 | 0 | 0 | 0 | 0 | 0 | 0 | 0 | 0 | 0 | 0 | 0 | 0 | 0 | 0 | 0 | 0 | 0 | 0 | 0 | 0 | 0 | 0
NSW1 | OCGT / Diesel | 0.01419 | 0.00059702 | 0.013842 | 0.00012244 | 0.00063614 | 0.00045353 | 0.00021527 | 0.001258 | 9.4886e-05 | 0.00011039 | 0.00010974 | 0.00069951 | 0.00013205 | 0.00043803 | 0.0010633 | 3521.9696 | 5341.3817 | 7.9643e-05 | 0.00043102 | 6.9098e-05 | 0.00056917 | 0.00049048 | 343.2192 | 619.8249 | 9.6226e-05
NSW1 | Hydro | 0 | 0 | 0 | 0 | 0 | 0 | 0 | 0 | 0 | 0 | 0 | 0 | 0 | 0 | 0 | 0 | 0 | 0 | 0 | 0 | 0 | 0 | 0 | 0 | 0
NSW1 | Wind | 0 | 2.3696 | 207685.9985 | 346005.1309 | 0.12729 | 0.025973 | 0.0093413 | 230170.6337 | 343512.7348 | 0.0025097 | 0.00079332 | 0.01158 | 0.0027506 | 0.02237 | 142986.2243 | 0.018438 | 111337.643 | 10499.8236 | 0.048716 | 0.0091421 | 132561.8867 | 22331.5645 | 0.0013167 | 0.003895 | 0.004979
NSW1 | Solar PV | 0.083434 | 202652.0347 | 78416.6441 | 0.026879 | 159672.337 | 140046.5031 | 128614.4745 | 0.011611 | 567378.0676 | 0.0042375 | 0.0023328 | 0.014201 | 0.0011202 | 0.00034707 | 0.029735 | 0.0084399 | 0.067528 | 0.021987 | 0.00043172 | 0.048171 | 11546.0883 | 47393.1013 | 0.0031112 | 0.00016364 | 0.00086719
NSW1 | LS Battery | 0.19151 | 0.0085732 | 0.0028653 | 0 | 0.063702 | 0.052753 | 0.054295 | 0.10796 | 7.9873e-06 | 7683.3178 | 0.0048666 | 20356.867 | 0.018074 | 5.2371e-05 | 46494.8839 | 0 | 0 | 0 | 2.7775e-05 | 0.00053572 | 20536.7394 | 3760.4851 | 0.0584 | 0.050531 | 0.00051526
NSW1 | Pumped Hydro | 0 | 0 | 0 | 0.36852 | 0.1154 | 0.019861 | 0.011354 | 0.071292 | 245018.8471 | 0.0010124 | 0.0010306 | 0.00093311 | 0.00061831 | 0.00057754 | 0.0016884 | 3617.8835 | 0.0085998 | 0.00061295 | 0.00057636 | 0.00036022 | 3622.4197 | 956.5679 | 8.9955e-05 | 0.00034883 | 4.7066e-05
NSW1 | VPP | 0 | 0 | 0 | 0 | 0 | 0 | 0 | 0 | 0 | 0 | 0 | 0 | 0 | 0 | 0 | 0 | 0 | 0 | 0 | 0 | 0 | 0 | 0 | 0 | 0
Total excluding storage |  | 0.097624 | 202654.4176 | 286102.6621 | 346005.1576 | 961524.6533 | 97338.0428 | -216805.9208 | 230170.6467 | 879246.1271 | -0.021487 | -5440.9115 | 0.02756 | 0.0046168 | 0.024063 | 142986.2588 | 3521.999 | 116679.1009 | 10499.8457 | 0.049586 | 0.057429 | 144107.9756 | 69724.6719 | 343.2237 | 619.829 | 0.0059466
Region | Technology | 2021-22 | 2022-23 | 2023-24 | 2024-25 | 2025-26 | 2026-27 | 2027-28 | 2028-29 | 2029-30 | 2030-31 | 2031-32 | 2032-33 | 2033-34 | 2034-35 | 2035-36 | 2036-37 | 2037-38 | 2038-39 | 2039-40 | 2040-41 | 2041-42 | 2042-43 | 2043-44 | 2044-45 | 2045-46
QLD1 | Black Coal | 0 | 0 | 0 | -10188.3581 | -195698.4181 | 400381.6415 | -12695.8185 | 0 | 0 | 0 | 0 | 0 | 279441.8224 | 0 | 0 | 0 | 0 | 0 | 0 | 0 | 0 | 0 | 0 | 0 | 0
QLD1 | Brown Coal | 0 | 0 | 0 | 0 | 0 | 0 | 0 | 0 | 0 | 0 | 0 | 0 | 0 | 0 | 0 | 0 | 0 | 0 | 0 | 0 | 0 | 0 | 0 | 0 | 0
QLD1 | CCGT | 0 | 0.011114 | 0.00054686 | 0.0016974 | 0.0015281 | 9.8271e-05 | 3.1973e-05 | 0.00086275 | 9.7003e-06 | 2.4612e-05 | 0.00012293 | 0.00016092 | 0.00079811 | 0.001362 | 0.0010562 | 0.0022504 | 0.0045138 | 1.0501e-05 | 1.325e-05 | 2.3588e-05 | 9.0459e-05 | 0.0013336 | 2.6885e-06 | 0.00033528 | 7.3646e-06
QLD1 | Gas - Steam | 0 | 0 | 0 | 0 | 0 | 0 | 0 | 0 | 0 | 0 | 0 | 0 | 0 | 0 | 0 | 0 | 0 | 0 | 0 | 0 | 0 | 0 | 0 | 0 | 0
QLD1 | OCGT / Diesel | 0.006755 | 0.00029484 | 0.00036852 | 0.0024964 | 0.0051694 | 0.00013945 | 4.4178e-05 | 3.9822e-05 | 2.451e-05 | 2.275e-05 | 6.9117e-05 | 6.049e-05 | 4.1222e-05 | 2.4457e-05 | 5.8426e-05 | 0.01618 | 0.01389 | 1.6727e-05 | 1.8462e-05 | 1.6943e-05 | 2.0223e-05 | 1.6936e-05 | 1.117e-05 | 0.001301 | 7.7798e-06
QLD1 | Hydro | 0 | 0 | 0 | 0 | 0 | 0 | 0 | 0 | 0 | 0 | 0 | 0 | 0 | 0 | 0 | 0 | 0 | 0 | 0 | 0 | 0 | 0 | 0 | 0 | 0
QLD1 | Wind | 0 | 1.0386 | 0.055236 | 0.09176 | 105037.0437 | 174197.3529 | 186733.2614 | 222736.2593 | 67042.0713 | 0.003556 | 0.002176 | 0.018589 | 0.0063324 | 0.034331 | 1127.9092 | 199150.0284 | 382859.5927 | 0.0050889 | 0.0012881 | 0.0024871 | 0.0054094 | 37160.88 | 6821.1148 | 263.1453 | 10605.0365
QLD1 | Solar PV | 0.11059 | 0.046914 | 0.00033537 | 0 | 0.077102 | 0.18308 | 0.22411 | 0.056863 | 80049.2789 | 0.0019167 | 0.0030793 | 0.0029219 | 0.0016072 | 0.00035311 | 0.011694 | 0.0075638 | 8377.8606 | 0.0055219 | 0.00035511 | 7640.8552 | 0.0048222 | 34994.9424 | 2499.9848 | 0.0027696 | 0.00038914
QLD1 | LS Battery | 0.036769 | 0.00016365 | 0 | 0 | 0.011414 | 0.030838 | 0.0032917 | 9785.3886 | 1.5682e-05 | 0.030994 | 21839.7633 | 0.012795 | 0.026566 | 21190.765 | 0.0072849 | 3.5618e-06 | 2.9465e-06 | 0 | 2.5865e-06 | 7.106e-06 | 0.013518 | 4852.6292 | 8.5731e-05 | 2239.7701 | 0.00010943
QLD1 | Pumped Hydro | 0 | 0 | 0 | 0.080529 | 0.039053 | 0.0020562 | 0.00063713 | 0.02141 | 0.00082177 | 0.00032335 | 0.00058812 | 0.001656 | 0.00092201 | 0.023147 | 0.0049553 | 1876.5723 | 16724.8152 | 0.00065578 | 0.00063978 | 0.00043571 | 5481.1912 | 6726.1796 | 3.3565e-05 | 2121.3593 | 0.00018629
QLD1 | VPP | 0 | 0 | 0 | 0 | 0 | 0 | 0 | 0 | 0 | 0 | 0 | 0 | 0 | 0 | 0 | 0 | 0 | 0 | 0 | 0 | 0 | 0 | 0 | 0 | 0
Total excluding storage |  | 0.11735 | 1.0969 | 0.056487 | -10188.2622 | -90661.2906 | 574579.1777 | 174037.6671 | 222736.317 | 147091.3502 | 0.00552 | 0.0054474 | 0.021732 | 279441.8312 | 0.03607 | 1127.922 | 199150.0544 | 391237.4717 | 0.010638 | 0.0016749 | 7640.8578 | 0.010342 | 72155.8237 | 9321.0996 | 263.1497 | 10605.0369
Region | Technology | 2021-22 | 2022-23 | 2023-24 | 2024-25 | 2025-26 | 2026-27 | 2027-28 | 2028-29 | 2029-30 | 2030-31 | 2031-32 | 2032-33 | 2033-34 | 2034-35 | 2035-36 | 2036-37 | 2037-38 | 2038-39 | 2039-40 | 2040-41 | 2041-42 | 2042-43 | 2043-44 | 2044-45 | 2045-46
VIC1 | Black Coal | 0 | 0 | 0 | 0 | 0 | 0 | 0 | 0 | 0 | 0 | 0 | 0 | 0 | 0 | 0 | 0 | 0 | 0 | 0 | 0 | 0 | 0 | 0 | 0 | 0
VIC1 | Brown Coal | 0 | 0 | 0 | -529159.9845 | -67274.829 | -0.030571 | 299354.987 | 563480.4234 | 0 | 0 | 0 | 0 | 0 | 0 | 0 | 0 | 169652.9311 | 317528.5743 | 0 | 0 | 0 | 0 | 0 | 0 | 0
VIC1 | CCGT | 0 | 0.012475 | 0.00014098 | 0.00082752 | 5.9968e-05 | 0.00041129 | 0.00018363 | 0.00071965 | 0.00021077 | 3.0121e-05 | 1.4456e-05 | 0.0011748 | 0.00070901 | 0.00088514 | 0.001865 | 1.68e-05 | 0.0022658 | 0.00034529 | 0.0024591 | 7.3239e-06 | 0.00085357 | 0.00023238 | 2.7745e-05 | 2.2813e-06 | 0.0001607
VIC1 | Gas - Steam | 0 | 0 | 0 | 0 | 0 | 0 | 0 | 0 | 0 | 0 | 0 | 0 | 0 | 0 | 0 | 0 | 0 | 0 | 0 | 0 | 0 | 0 | 0 | 0 | 0
VIC1 | OCGT / Diesel | 0.0064108 | 0.0027343 | 4.1803e-05 | 4.5334e-05 | 4.558e-05 | 4.7593e-05 | 6.2237e-05 | 7.1182e-05 | 0.00012825 | 0.00024459 | 0.00024848 | 0.00034524 | 0.00022372 | 0.00028372 | 0.00035879 | 0.00012635 | 0.00073625 | 4.7615e-05 | 0.0016653 | 3.5324e-05 | 4.243e-05 | 2.1222e-05 | 3.084e-05 | 9.6976e-05 | 0.0003396
VIC1 | Hydro | 0 | 0 | 0 | 0 | 0 | 0 | 0 | 0 | 0 | 0 | 0 | 0 | 0 | 0 | 0 | 0 | 0 | 0 | 0 | 0 | 0 | 0 | 0 | 0 | 0
VIC1 | Wind | 0 | 0.63576 | 0.035117 | 0.073576 | 0.026928 | 0.045656 | 0.0038436 | 0.18924 | 0.032223 | 0.011835 | 0.01478 | 0.14669 | 0.049967 | 0.16998 | 33985.5396 | 6386.3152 | 89149.5913 | 24423.0072 | 0.22712 | 0.0064815 | 5421.0697 | 60711.7474 | 0.01911 | 0.0015796 | 5577.8322
VIC1 | Solar PV | 0.033779 | 0.016041 | 0 | 0.005137 | 0.023402 | 0.014961 | 0.0029255 | 0.011937 | 0.0014541 | 0.0054595 | 0.01032 | 0.024495 | 0.011722 | 0.0074058 | 0.053611 | 0.042289 | 0.085185 | 7875.7315 | 0.0032918 | 0.0011903 | 15364.3228 | 583.5383 | 3327.5155 | 8.4983e-05 | 0.0025476
VIC1 | LS Battery | 0.038293 | 0.0002988 | 0 | 0 | 4.4998e-05 | 0.021737 | 0.014643 | 0.017304 | 1.3326e-05 | 0.12652 | 0.00063186 | 0.14886 | 1.0596e-05 | 5.2768e-06 | 0 | 0 | 0 | 0 | 3314.6168 | 1.5102e-05 | 0.0045759 | 0.00041194 | 0.0019037 | 0.0022806 | 0.00018332
VIC1 | Pumped Hydro | 0 | 0 | 0 | 0.075563 | 0.0042106 | 0.019674 | 0.001746 | 0.0072767 | 0.0009955 | 0.00015839 | 0.00058776 | 0.015512 | 0.0012754 | 0.005183 | 0.039735 | 0.00073046 | 0.01857 | 0.0018015 | 0.42863 | 0.00060692 | 2947.2636 | 0.0020215 | 1622.9051 | 3651.2602 | 9.3815e-05
VIC1 | VPP | 0 | 0 | 0 | 0 | 0 | 0 | 0 | 0 | 0 | 0 | 0 | 0 | 0 | 0 | 0 | 0 | 0 | 0 | 0 | 0 | 0 | 0 | 0 | 0 | 0
Total excluding storage |  | 0.040189 | 0.66701 | 0.0353 | -529159.9049 | -67274.7785 | 0.030504 | 299354.994 | 563480.6253 | 0.034016 | 0.017569 | 0.025363 | 0.17271 | 0.062622 | 0.17856 | 33985.5955 | 6386.3576 | 258802.6106 | 349827.3134 | 0.23454 | 0.0077145 | 20785.3934 | 61295.286 | 3327.5347 | 0.0017638 | 5577.8353
Region | Technology | 2021-22 | 2022-23 | 2023-24 | 2024-25 | 2025-26 | 2026-27 | 2027-28 | 2028-29 | 2029-30 | 2030-31 | 2031-32 | 2032-33 | 2033-34 | 2034-35 | 2035-36 | 2036-37 | 2037-38 | 2038-39 | 2039-40 | 2040-41 | 2041-42 | 2042-43 | 2043-44 | 2044-45 | 2045-46
SA1 | Black Coal | 0 | 0 | 0 | 0 | 0 | 0 | 0 | 0 | 0 | 0 | 0 | 0 | 0 | 0 | 0 | 0 | 0 | 0 | 0 | 0 | 0 | 0 | 0 | 0 | 0
SA1 | Brown Coal | 0 | 0 | 0 | 0 | 0 | 0 | 0 | 0 | 0 | 0 | 0 | 0 | 0 | 0 | 0 | 0 | 0 | 0 | 0 | 0 | 0 | 0 | 0 | 0 | 0
SA1 | CCGT | 0 | 0.0094077 | 0.0030089 | 0.00010642 | 2.2651e-05 | 4.6881e-05 | 0.00023004 | 0.00094291 | 2.0534e-05 | 4.4693e-05 | 1.1222e-05 | 0.0011839 | 0.00041831 | 0.0009666 | 0.0016811 | 1.5739e-05 | 0.0041804 | 3.5304e-05 | 6.3985e-05 | 7.2566e-06 | 0.00073725 | 5.5005e-05 | 0.00098081 | 7.2316e-06 | 1.7259e-06
SA1 | Gas - Steam | 0 | 0 | 0 | 0 | 0 | 0 | 0 | 0 | 0 | 0 | 0 | 0 | 0 | 0 | 0 | 0 | 0 | 0 | 0 | 0 | 0 | 0 | 0 | 0 | 0
SA1 | OCGT / Diesel | 0.0067282 | 0.00017093 | 0.0019902 | 5.868e-05 | 6.7379e-05 | 9.9148e-05 | 9.2683e-05 | 0.0011339 | 4.9411e-05 | 4.9951e-05 | 5.4021e-05 | 0.00060635 | 6.8493e-05 | 0.0004164 | 0.0010878 | 3.8962e-05 | 0.0070772 | 2.6734e-05 | 3.6225e-05 | 2.3398e-05 | 4.1794e-05 | 2.2781e-05 | 423.6524 | 1102.1104 | 2.6443e-06
SA1 | Hydro | 0 | 0 | 0 | 0 | 0 | 0 | 0 | 0 | 0 | 0 | 0 | 0 | 0 | 0 | 0 | 0 | 0 | 0 | 0 | 0 | 0 | 0 | 0 | 0 | 0
SA1 | Wind | 0 | 0.96 | 0.24699 | 0.06718 | 0.018148 | 0.080132 | 0.011642 | 0.36277 | 0.029623 | 0.016545 | 0.0057602 | 0.2615 | 0.081646 | 0.26153 | 138529.689 | 0.16797 | 34871.1738 | 69493.2062 | 0.22079 | 0.0045773 | 0.078317 | 0.013848 | 0.01882 | 6099.6045 | 1200.6398
SA1 | Solar PV | 0.10098 | 0.048395 | 0.00096057 | 0.00029514 | 0.057962 | 0.023642 | 0.0212 | 0.035427 | 0.002046 | 0.0061846 | 0.021361 | 0.04209 | 0.029105 | 0.030352 | 0.11963 | 0.099855 | 0.060733 | 1602.2757 | 0.0011116 | 0.0034595 | 16202.7024 | 0.0030488 | 0.02136 | 0.00017972 | 0.00070032
SA1 | LS Battery | 0.038721 | 0.00057891 | 0 | 0 | 3.2555e-05 | 0.016939 | 0.020715 | 0.024618 | 1.4491e-05 | 0.15512 | 0.00086164 | 18824.8828 | 2.479e-05 | 0.1818 | 676.2404 | 0 | 287.2636 | 0 | 4.3371e-06 | 5.0183e-05 | 1776.7289 | 0.0003573 | 1369.7046 | 53.8386 | 0.00022209
SA1 | Pumped Hydro | 0 | 0 | 0 | 0.048086 | 0.0037951 | 0.0053551 | 0.0030591 | 0.0067225 | 0.00074168 | 0.00016264 | 0.00080694 | 0.0070984 | 0.001147 | 0.0029673 | 0.012852 | 0.00065039 | 0.033571 | 0.00053197 | 0.00039443 | 0.00030231 | 0.0081256 | 0.00058109 | 0.00078221 | 0.0023026 | 7.4969e-05
SA1 | VPP | 0 | 0 | 0 | 0 | 0 | 0 | 0 | 0 | 0 | 0 | 0 | 0 | 0 | 0 | 0 | 0 | 0 | 0 | 0 | 0 | 0 | 0 | 0 | 0 | 0
Total excluding storage |  | 0.10771 | 1.018 | 0.25294 | 0.06764 | 0.076199 | 0.10392 | 0.033164 | 0.40028 | 0.031739 | 0.022825 | 0.027186 | 0.30538 | 0.11124 | 0.29326 | 138529.8114 | 0.26788 | 34871.2458 | 71095.4819 | 0.222 | 0.0080674 | 16202.7815 | 0.016974 | 423.6936 | 7201.7152 | 1200.6405
Region | Technology | 2021-22 | 2022-23 | 2023-24 | 2024-25 | 2025-26 | 2026-27 | 2027-28 | 2028-29 | 2029-30 | 2030-31 | 2031-32 | 2032-33 | 2033-34 | 2034-35 | 2035-36 | 2036-37 | 2037-38 | 2038-39 | 2039-40 | 2040-41 | 2041-42 | 2042-43 | 2043-44 | 2044-45 | 2045-46
TAS1 | Black Coal | 0 | 0 | 0 | 0 | 0 | 0 | 0 | 0 | 0 | 0 | 0 | 0 | 0 | 0 | 0 | 0 | 0 | 0 | 0 | 0 | 0 | 0 | 0 | 0 | 0
TAS1 | Brown Coal | 0 | 0 | 0 | 0 | 0 | 0 | 0 | 0 | 0 | 0 | 0 | 0 | 0 | 0 | 0 | 0 | 0 | 0 | 0 | 0 | 0 | 0 | 0 | 0 | 0
TAS1 | CCGT | 0 | 0.010129 | 0.0027626 | 0.0010026 | 1.2931e-05 | 0.0002539 | 0.00043842 | 0.00019839 | 0.00061864 | 8.828e-05 | 0 | 0.001608 | 0.00048811 | 1.482e-05 | 0.00079272 | 0.00045325 | 0.0016014 | 0.0003298 | 0.00057172 | 0 | 0.0006131 | 1.7783e-05 | 3.2153e-06 | 8.306e-06 | 3.3644e-06
TAS1 | Gas - Steam | 0 | 0 | 0 | 0 | 0 | 0 | 0 | 0 | 0 | 0 | 0 | 0 | 0 | 0 | 0 | 0 | 0 | 0 | 0 | 0 | 0 | 0 | 0 | 0 | 0
TAS1 | OCGT / Diesel | 0.0069428 | 0.00014174 | 0.00044006 | 0.00039791 | 0.00027718 | 0.00032394 | 0.00032699 | 0.00029704 | 0.00033059 | 0.00029847 | 0.00018667 | 0.00037361 | 0.00028335 | 0.00021709 | 0.00027049 | 0.0002417 | 0.00073976 | 5.1823e-05 | 0.00046307 | 2.6017e-05 | 0.0005547 | 2.1691e-05 | 2.0557e-05 | 3.8777e-05 | 5.04e-06
TAS1 | Hydro | 0 | 0 | 0 | 0 | 0 | 0 | 0 | 0 | 0 | 0 | 0 | 0 | 0 | 0 | 0 | 0 | 0 | 0 | 0 | 0 | 0 | 0 | 0 | 0 | 0
TAS1 | Wind | 0 | 0.36777 | 0.1963 | 0.081894 | 0.0027932 | 0.0465 | 0.003568 | 0.098599 | 0.05475 | 0.0071743 | 0.00045351 | 9150.2852 | 0.0054173 | 0.0015263 | 27412.8632 | 78302.8209 | 0.32094 | 10844.9763 | 0.0028282 | 0.00043639 | 0.025453 | 0.001324 | 0.00046101 | 0.00047252 | 0.00044754
TAS1 | Solar PV | 0.015105 | 0.0055088 | 0.00067847 | 0 | 0.0089715 | 0.0089319 | 0.0027616 | 0.0012403 | 0.0096634 | 0.0022885 | 3.437e-05 | 0.03694 | 0.00012456 | 1.1735e-05 | 0.00047986 | 0.00041294 | 0.00040223 | 0.0026579 | 0.00010875 | 2.0165e-05 | 0.002779 | 0.00039547 | 1.1777e-05 | 3.0978e-05 | 2.4743e-05
TAS1 | LS Battery | 0.03362 | 0.00043819 | 0 | 0 | 4.0992e-05 | 0.011909 | 0.011666 | 0.0048624 | 0 | 0.052702 | 0.011868 | 0.00067538 | 0.0030406 | 0.0036128 | 0.00016463 | 5.3908e-06 | 0.0065277 | 8.5724e-06 | 0.011991 | 0.00014726 | 0.0082722 | 0.00018869 | 0.00042309 | 0.0001568 | 0.00014082
TAS1 | Pumped Hydro | 0 | 0 | 0 | 0.082107 | 0.0078638 | 0.0037604 | 0.0044469 | 0.0046705 | 0.0026944 | 0.0031749 | 0.0082853 | 0.0010932 | 0.002476 | 0.0056495 | 0.0053803 | 0.03179 | 0.047705 | 0.0021221 | 0.05547 | 0.00055588 | 0.0025437 | 0.00035576 | 0.00023404 | 0.00014977 | 7.686e-05
TAS1 | VPP | 0 | 0 | 0 | 0 | 0 | 0 | 0 | 0 | 0 | 0 | 0 | 0 | 0 | 0 | 0 | 0 | 0 | 0 | 0 | 0 | 0 | 0 | 0 | 0 | 0
Total excluding storage |  | 0.022048 | 0.38355 | 0.20019 | 0.083295 | 0.012055 | 0.05601 | 0.007095 | 0.10034 | 0.065363 | 0.0098495 | 0.00067455 | 9150.3242 | 0.0063133 | 0.0017699 | 27412.8647 | 78302.822 | 0.32368 | 10844.9794 | 0.0039717 | 0.00048257 | 0.0294 | 0.0017589 | 0.00049656 | 0.00055058 | 0.00048068

## Option3C_Fuel Cost
Fuel cost by technology ($000s) - HumeLink Option 3C, Central Scenario
Fuel | Real June 2019 dollars discounted to June 2021
Explicitly modelled generation
Region | Technology | 2021-22 | 2022-23 | 2023-24 | 2024-25 | 2025-26 | 2026-27 | 2027-28 | 2028-29 | 2029-30 | 2030-31 | 2031-32 | 2032-33 | 2033-34 | 2034-35 | 2035-36 | 2036-37 | 2037-38 | 2038-39 | 2039-40 | 2040-41 | 2041-42 | 2042-43 | 2043-44 | 2044-45 | 2045-46
NEM | Black Coal | 1840946.248 | 1486420.226 | 1520342.756 | 1488964.29 | 1348526.699 | 1170965.793 | 1057611.9617 | 1031750.7656 | 786528.0268 | 732268.8686 | 612855.379 | 673022.2008 | 691030.0224 | 639431.3853 | 443218.293 | 378907.74 | 301711.739 | 282138.325 | 263131.356 | 223130.284 | 223483.757 | 111946.1085 | 86784.231 | 62770.6145 | 47412.646
NEM | Brown Coal | 229979.938 | 189785.638 | 196991.446 | 148346.0411 | 132564.3803 | 121841.403 | 105510.3361 | 104578.458 | 90306.987 | 90521.595 | 86564.608 | 82950.528 | 81444.319 | 76103.802 | 69378.966 | 67632.814 | 61607.2 | 56914.7855 | 53275.287 | 54300.888 | 48130.651 | 46349.4505 | 41542.1425 | 39067.5375 | 38396.975
NEM | CCGT | 155999.7384 | 145572.3738 | 106807.4763 | 99403.562 | 95843.4787 | 92211.0708 | 87840.2642 | 86700.6615 | 79991.2028 | 77047.3299 | 73436.3631 | 69005.4561 | 65195.5048 | 63092.1134 | 178879.0402 | 97264.7692 | 124760.088 | 138006.3369 | 143699.7188 | 116931.2388 | 107666.6372 | 137530.5054 | 85435.0241 | 63353.01 | 26883.9246
NEM | Gas - Steam | 68031.3931 | 66519.6459 | 66820.0454 | 7671.1812 | 7775.3784 | 8702.2419 | 8899.9385 | 7560.5248 | 6486.1544 | 7082.7549 | 6344.7261 | 6017.9997 | 5417.6072 | 5031.0421 | 4841.154 | 3846.0332 | 7316.3135 | 7379.1055 | 0 | 0 | 0 | 0 | 0 | 0 | 0
NEM | OCGT / Diesel | 4092.5711 | 4369.5483 | 8548.2036 | 1877.145 | 4871.1277 | 5240.1657 | 3240.9515 | 4493.1893 | 576.6388 | 1635.9788 | 1062.3664 | 1990.7231 | 438.9238 | 717.0614 | 13768.224 | 9692.9261 | 31786.771 | 24655.087 | 54024.0166 | 82394.4101 | 51630.7565 | 107761.6834 | 171773.2735 | 142599.8319 | 122091.8236
NEM | Hydro | 0 | 0 | 0 | 0 | 0 | 0 | 0 | 0 | 0 | 0 | 0 | 0 | 0 | 0 | 0 | 0 | 0 | 0 | 0 | 0 | 0 | 0 | 0 | 0 | 0
NEM | Wind | 0 | 0 | 0 | 0 | 0 | 0 | 0 | 0 | 0 | 0 | 0 | 0 | 0 | 0 | 0 | 0 | 0 | 0 | 0 | 0 | 0 | 0 | 0 | 0 | 0
NEM | Solar PV | 0 | 0 | 0 | 0 | 0 | 0 | 0 | 0 | 0 | 0 | 0 | 0 | 0 | 0 | 0 | 0 | 0 | 0 | 0 | 0 | 0 | 0 | 0 | 0 | 0
NEM | LS Battery | 0 | 0 | 0 | 0 | 0 | 0 | 0 | 0 | 0 | 0 | 0 | 0 | 0 | 0 | 0 | 0 | 0 | 0 | 0 | 0 | 0 | 0 | 0 | 0 | 0
NEM | Pumped Hydro | 0 | 0 | 0 | 0 | 0 | 0 | 0 | 0 | 0 | 0 | 0 | 0 | 0 | 0 | 0 | 0 | 0 | 0 | 0 | 0 | 0 | 0 | 0 | 0 | 0
NEM | VPP | 0 | 0 | 0 | 0 | 0 | 0 | 0 | 0 | 0 | 0 | 0 | 0 | 0 | 0 | 0 | 0 | 0 | 0 | 0 | 0 | 0 | 0 | 0 | 0 | 0
Total excluding storage |  | 2299049.8886 | 1892667.432 | 1899509.9273 | 1746262.2192 | 1589581.0642 | 1398960.6743 | 1263103.4521 | 1235083.5992 | 963889.0098 | 908556.5271 | 780263.4425 | 832986.9076 | 843526.3771 | 784375.4041 | 710085.6772 | 557344.2825 | 527182.1115 | 509093.6399 | 514130.3785 | 476756.8209 | 430911.8017 | 403587.7479 | 385534.671 | 307790.9939 | 234785.3692
Region | Technology | 2021-22 | 2022-23 | 2023-24 | 2024-25 | 2025-26 | 2026-27 | 2027-28 | 2028-29 | 2029-30 | 2030-31 | 2031-32 | 2032-33 | 2033-34 | 2034-35 | 2035-36 | 2036-37 | 2037-38 | 2038-39 | 2039-40 | 2040-41 | 2041-42 | 2042-43 | 2043-44 | 2044-45 | 2045-46
NSW1 | Black Coal | 944805.62 | 752534.828 | 774565.784 | 770876.992 | 747364.672 | 628478.374 | 580630.6247 | 578673.2409 | 374630.0635 | 356668.7521 | 279536.7357 | 312169.572 | 342193.856 | 310901.308 | 137327.828 | 131787.524 | 124944.824 | 116163.376 | 107908.584 | 83974.696 | 96192.704 | 0 | 0 | 0 | 0
NSW1 | Brown Coal | 0 | 0 | 0 | 0 | 0 | 0 | 0 | 0 | 0 | 0 | 0 | 0 | 0 | 0 | 0 | 0 | 0 | 0 | 0 | 0 | 0 | 0 | 0 | 0 | 0
NSW1 | CCGT | 1377.506 | 2061.121 | 1984.2736 | 3521.3984 | 3522.8811 | 3501.6678 | 3349.4614 | 3371.8631 | 3197.7156 | 3230.4299 | 3056.1885 | 2837.1799 | 2664.6677 | 4472.5168 | 44783.4462 | 17561.9301 | 41452.0417 | 46876.1684 | 59244.3898 | 44593.137 | 40063.669 | 56079.3422 | 10422.0591 | 0.13845 | 0.13116
NSW1 | Gas - Steam | 0 | 0 | 0 | 0 | 0 | 0 | 0 | 0 | 0 | 0 | 0 | 0 | 0 | 0 | 0 | 0 | 0 | 0 | 0 | 0 | 0 | 0 | 0 | 0 | 0
NSW1 | OCGT / Diesel | 0.071235 | 0.06666 | 386.2632 | 11.8026 | 440.9858 | 246.9533 | 101.9922 | 365.33 | 0.071908 | 109.4255 | 0.066766 | 427.3234 | 0.074809 | 40.897 | 2474.1455 | 1917.4869 | 5161.2499 | 3177.7462 | 14128.2101 | 29686.0061 | 15382.6163 | 38640.84 | 68838.9795 | 50250.9954 | 45835.814
NSW1 | Hydro | 0 | 0 | 0 | 0 | 0 | 0 | 0 | 0 | 0 | 0 | 0 | 0 | 0 | 0 | 0 | 0 | 0 | 0 | 0 | 0 | 0 | 0 | 0 | 0 | 0
NSW1 | Wind | 0 | 0 | 0 | 0 | 0 | 0 | 0 | 0 | 0 | 0 | 0 | 0 | 0 | 0 | 0 | 0 | 0 | 0 | 0 | 0 | 0 | 0 | 0 | 0 | 0
NSW1 | Solar PV | 0 | 0 | 0 | 0 | 0 | 0 | 0 | 0 | 0 | 0 | 0 | 0 | 0 | 0 | 0 | 0 | 0 | 0 | 0 | 0 | 0 | 0 | 0 | 0 | 0
NSW1 | LS Battery | 0 | 0 | 0 | 0 | 0 | 0 | 0 | 0 | 0 | 0 | 0 | 0 | 0 | 0 | 0 | 0 | 0 | 0 | 0 | 0 | 0 | 0 | 0 | 0 | 0
NSW1 | Pumped Hydro | 0 | 0 | 0 | 0 | 0 | 0 | 0 | 0 | 0 | 0 | 0 | 0 | 0 | 0 | 0 | 0 | 0 | 0 | 0 | 0 | 0 | 0 | 0 | 0 | 0
NSW1 | VPP | 0 | 0 | 0 | 0 | 0 | 0 | 0 | 0 | 0 | 0 | 0 | 0 | 0 | 0 | 0 | 0 | 0 | 0 | 0 | 0 | 0 | 0 | 0 | 0 | 0
Total excluding storage |  | 946183.1972 | 754596.0157 | 776936.3209 | 774410.1931 | 751328.5389 | 632226.9952 | 584082.0783 | 582410.4341 | 377827.851 | 360008.6076 | 282592.991 | 315434.0753 | 344858.5985 | 315414.7218 | 184585.4197 | 151266.941 | 171558.1156 | 166217.2906 | 181281.1839 | 158253.8391 | 151638.9893 | 94720.1822 | 79261.0387 | 50251.1339 | 45835.9451
Region | Technology | 2021-22 | 2022-23 | 2023-24 | 2024-25 | 2025-26 | 2026-27 | 2027-28 | 2028-29 | 2029-30 | 2030-31 | 2031-32 | 2032-33 | 2033-34 | 2034-35 | 2035-36 | 2036-37 | 2037-38 | 2038-39 | 2039-40 | 2040-41 | 2041-42 | 2042-43 | 2043-44 | 2044-45 | 2045-46
QLD1 | Black Coal | 896140.628 | 733885.398 | 745776.972 | 718087.298 | 601162.027 | 542487.419 | 476981.337 | 453077.5246 | 411897.9633 | 375600.1165 | 333318.6432 | 360852.6288 | 348836.1664 | 328530.0773 | 305890.465 | 247120.216 | 176766.915 | 165974.949 | 155222.772 | 139155.588 | 127291.053 | 111946.1085 | 86784.231 | 62770.6145 | 47412.646
QLD1 | Brown Coal | 0 | 0 | 0 | 0 | 0 | 0 | 0 | 0 | 0 | 0 | 0 | 0 | 0 | 0 | 0 | 0 | 0 | 0 | 0 | 0 | 0 | 0 | 0 | 0 | 0
QLD1 | CCGT | 73892.5364 | 71524.5545 | 67584.4505 | 70171.2746 | 66748.5719 | 63297.4024 | 60069.2806 | 59270.6578 | 53573.4578 | 50860.4884 | 48103.1501 | 45396.6112 | 42857.1842 | 40326.8513 | 96226.015 | 62820.3464 | 83307.8666 | 91129.9907 | 84455.1308 | 72337.9268 | 67602.7747 | 81450.9709 | 75012.7677 | 63352.6919 | 26883.6157
QLD1 | Gas - Steam | 0 | 0 | 0 | 0 | 0 | 0 | 0 | 0 | 0 | 0 | 0 | 0 | 0 | 0 | 0 | 0 | 0 | 0 | 0 | 0 | 0 | 0 | 0 | 0 | 0
QLD1 | OCGT / Diesel | 64.8896 | 0.079861 | 232.661 | 566.8158 | 2102.5772 | 893.8476 | 181.8294 | 1931.1658 | 184.7298 | 453.0896 | 575.149 | 666.7391 | 216.0301 | 374.8616 | 1169.7789 | 1665.1512 | 6297.3972 | 2227.1364 | 10586.9062 | 13557.1966 | 10122.3361 | 27536.3866 | 35798.9765 | 44169.3448 | 40891.6501
QLD1 | Hydro | 0 | 0 | 0 | 0 | 0 | 0 | 0 | 0 | 0 | 0 | 0 | 0 | 0 | 0 | 0 | 0 | 0 | 0 | 0 | 0 | 0 | 0 | 0 | 0 | 0
QLD1 | Wind | 0 | 0 | 0 | 0 | 0 | 0 | 0 | 0 | 0 | 0 | 0 | 0 | 0 | 0 | 0 | 0 | 0 | 0 | 0 | 0 | 0 | 0 | 0 | 0 | 0
QLD1 | Solar PV | 0 | 0 | 0 | 0 | 0 | 0 | 0 | 0 | 0 | 0 | 0 | 0 | 0 | 0 | 0 | 0 | 0 | 0 | 0 | 0 | 0 | 0 | 0 | 0 | 0
QLD1 | LS Battery | 0 | 0 | 0 | 0 | 0 | 0 | 0 | 0 | 0 | 0 | 0 | 0 | 0 | 0 | 0 | 0 | 0 | 0 | 0 | 0 | 0 | 0 | 0 | 0 | 0
QLD1 | Pumped Hydro | 0 | 0 | 0 | 0 | 0 | 0 | 0 | 0 | 0 | 0 | 0 | 0 | 0 | 0 | 0 | 0 | 0 | 0 | 0 | 0 | 0 | 0 | 0 | 0 | 0
QLD1 | VPP | 0 | 0 | 0 | 0 | 0 | 0 | 0 | 0 | 0 | 0 | 0 | 0 | 0 | 0 | 0 | 0 | 0 | 0 | 0 | 0 | 0 | 0 | 0 | 0 | 0
Total excluding storage |  | 970098.0541 | 805410.0324 | 813594.0835 | 788825.3884 | 670013.1761 | 606678.669 | 537232.447 | 514279.3483 | 465656.1509 | 426913.6945 | 381996.9424 | 406915.9791 | 391909.3807 | 369231.7901 | 403286.2589 | 311605.7136 | 266372.1788 | 259332.0761 | 250264.809 | 225050.7115 | 205016.1637 | 220933.466 | 197595.9752 | 170292.6512 | 115187.9118
Region | Technology | 2021-22 | 2022-23 | 2023-24 | 2024-25 | 2025-26 | 2026-27 | 2027-28 | 2028-29 | 2029-30 | 2030-31 | 2031-32 | 2032-33 | 2033-34 | 2034-35 | 2035-36 | 2036-37 | 2037-38 | 2038-39 | 2039-40 | 2040-41 | 2041-42 | 2042-43 | 2043-44 | 2044-45 | 2045-46
VIC1 | Black Coal | 0 | 0 | 0 | 0 | 0 | 0 | 0 | 0 | 0 | 0 | 0 | 0 | 0 | 0 | 0 | 0 | 0 | 0 | 0 | 0 | 0 | 0 | 0 | 0 | 0
VIC1 | Brown Coal | 229979.938 | 189785.638 | 196991.446 | 148346.0411 | 132564.3803 | 121841.403 | 105510.3361 | 104578.458 | 90306.987 | 90521.595 | 86564.608 | 82950.528 | 81444.319 | 76103.802 | 69378.966 | 67632.814 | 61607.2 | 56914.7855 | 53275.287 | 54300.888 | 48130.651 | 46349.4505 | 41542.1425 | 39067.5375 | 38396.975
VIC1 | CCGT | 0 | 0.033017 | 0.033206 | 0.033677 | 0.033632 | 0.034333 | 0.033978 | 0.035923 | 0.035796 | 0.03492 | 0.033795 | 0.037616 | 0.038984 | 0.0414 | 0.050371 | 0.046845 | 0.059874 | 0.060231 | 0.078023 | 0.06942 | 0.075928 | 0.077252 | 0.072824 | 0.066189 | 0.069885
VIC1 | Gas - Steam | 1403.9665 | 1212.8699 | 1471.8894 | 704.7022 | 862.4234 | 1880.1944 | 2328.44 | 1028.8478 | 299.5994 | 863.4864 | 390.8901 | 501.1817 | 180.0217 | 176.2901 | 4841.154 | 3846.0332 | 7316.3135 | 7379.1055 | 0 | 0 | 0 | 0 | 0 | 0 | 0
VIC1 | OCGT / Diesel | 722.071 | 2098.1526 | 1245.8193 | 842.3897 | 1145.0056 | 2173.2374 | 1393.3219 | 1161.6311 | 130.2939 | 549.2781 | 225.9079 | 551.6493 | 166.2655 | 56.2825 | 3771.2839 | 1679.1843 | 5273.3704 | 2252.4496 | 8506.9961 | 15447.7613 | 8910.2659 | 14704.5209 | 31111.0587 | 23391.9214 | 16997.8686
VIC1 | Hydro | 0 | 0 | 0 | 0 | 0 | 0 | 0 | 0 | 0 | 0 | 0 | 0 | 0 | 0 | 0 | 0 | 0 | 0 | 0 | 0 | 0 | 0 | 0 | 0 | 0
VIC1 | Wind | 0 | 0 | 0 | 0 | 0 | 0 | 0 | 0 | 0 | 0 | 0 | 0 | 0 | 0 | 0 | 0 | 0 | 0 | 0 | 0 | 0 | 0 | 0 | 0 | 0
VIC1 | Solar PV | 0 | 0 | 0 | 0 | 0 | 0 | 0 | 0 | 0 | 0 | 0 | 0 | 0 | 0 | 0 | 0 | 0 | 0 | 0 | 0 | 0 | 0 | 0 | 0 | 0
VIC1 | LS Battery | 0 | 0 | 0 | 0 | 0 | 0 | 0 | 0 | 0 | 0 | 0 | 0 | 0 | 0 | 0 | 0 | 0 | 0 | 0 | 0 | 0 | 0 | 0 | 0 | 0
VIC1 | Pumped Hydro | 0 | 0 | 0 | 0 | 0 | 0 | 0 | 0 | 0 | 0 | 0 | 0 | 0 | 0 | 0 | 0 | 0 | 0 | 0 | 0 | 0 | 0 | 0 | 0 | 0
VIC1 | VPP | 0 | 0 | 0 | 0 | 0 | 0 | 0 | 0 | 0 | 0 | 0 | 0 | 0 | 0 | 0 | 0 | 0 | 0 | 0 | 0 | 0 | 0 | 0 | 0 | 0
Total excluding storage |  | 232105.9755 | 193096.6935 | 199709.1879 | 149893.1666 | 134571.843 | 125894.8691 | 109232.132 | 106768.9729 | 90736.916 | 91934.3944 | 87181.4397 | 84003.3967 | 81790.6451 | 76336.416 | 77991.4543 | 73158.0784 | 74196.9438 | 66546.4008 | 61782.3611 | 69748.7187 | 57040.9928 | 61054.0487 | 72653.274 | 62459.5251 | 55394.9135
Region | Technology | 2021-22 | 2022-23 | 2023-24 | 2024-25 | 2025-26 | 2026-27 | 2027-28 | 2028-29 | 2029-30 | 2030-31 | 2031-32 | 2032-33 | 2033-34 | 2034-35 | 2035-36 | 2036-37 | 2037-38 | 2038-39 | 2039-40 | 2040-41 | 2041-42 | 2042-43 | 2043-44 | 2044-45 | 2045-46
SA1 | Black Coal | 0 | 0 | 0 | 0 | 0 | 0 | 0 | 0 | 0 | 0 | 0 | 0 | 0 | 0 | 0 | 0 | 0 | 0 | 0 | 0 | 0 | 0 | 0 | 0 | 0
SA1 | Brown Coal | 0 | 0 | 0 | 0 | 0 | 0 | 0 | 0 | 0 | 0 | 0 | 0 | 0 | 0 | 0 | 0 | 0 | 0 | 0 | 0 | 0 | 0 | 0 | 0 | 0
SA1 | CCGT | 80729.696 | 71986.6392 | 37238.6861 | 25710.8216 | 25571.9593 | 25411.9327 | 24421.4545 | 24058.0712 | 23219.9583 | 22956.3414 | 22276.9582 | 20771.5884 | 19673.5748 | 18292.6681 | 37869.4903 | 16882.4071 | 0.073284 | 0.070535 | 0.069453 | 0.062712 | 0.068291 | 0.067479 | 0.081006 | 0.073408 | 0.06974
SA1 | Gas - Steam | 66627.4266 | 65306.776 | 65348.156 | 6966.479 | 6912.955 | 6822.0475 | 6571.4985 | 6531.677 | 6186.555 | 6219.2685 | 5953.836 | 5516.818 | 5237.5855 | 4854.752 | 0 | 0 | 0 | 0 | 0 | 0 | 0 | 0 | 0 | 0 | 0
SA1 | OCGT / Diesel | 3305.4958 | 2271.2154 | 6643.3317 | 456.095 | 1137.1312 | 1926.0876 | 1563.7682 | 1035.0229 | 261.5016 | 524.1431 | 261.208 | 339.849 | 56.5095 | 244.9808 | 6352.9726 | 4431.0595 | 14964.8492 | 16997.7049 | 20699.082 | 23690.3895 | 17186.2985 | 26879.8992 | 35964.4733 | 24605.8504 | 18232.1783
SA1 | Hydro | 0 | 0 | 0 | 0 | 0 | 0 | 0 | 0 | 0 | 0 | 0 | 0 | 0 | 0 | 0 | 0 | 0 | 0 | 0 | 0 | 0 | 0 | 0 | 0 | 0
SA1 | Wind | 0 | 0 | 0 | 0 | 0 | 0 | 0 | 0 | 0 | 0 | 0 | 0 | 0 | 0 | 0 | 0 | 0 | 0 | 0 | 0 | 0 | 0 | 0 | 0 | 0
SA1 | Solar PV | 0 | 0 | 0 | 0 | 0 | 0 | 0 | 0 | 0 | 0 | 0 | 0 | 0 | 0 | 0 | 0 | 0 | 0 | 0 | 0 | 0 | 0 | 0 | 0 | 0
SA1 | LS Battery | 0 | 0 | 0 | 0 | 0 | 0 | 0 | 0 | 0 | 0 | 0 | 0 | 0 | 0 | 0 | 0 | 0 | 0 | 0 | 0 | 0 | 0 | 0 | 0 | 0
SA1 | Pumped Hydro | 0 | 0 | 0 | 0 | 0 | 0 | 0 | 0 | 0 | 0 | 0 | 0 | 0 | 0 | 0 | 0 | 0 | 0 | 0 | 0 | 0 | 0 | 0 | 0 | 0
SA1 | VPP | 0 | 0 | 0 | 0 | 0 | 0 | 0 | 0 | 0 | 0 | 0 | 0 | 0 | 0 | 0 | 0 | 0 | 0 | 0 | 0 | 0 | 0 | 0 | 0 | 0
Total excluding storage |  | 150662.6184 | 139564.6306 | 109230.1739 | 33133.3956 | 33622.0455 | 34160.0679 | 32556.7211 | 31624.771 | 29668.0149 | 29699.753 | 28492.0022 | 26628.2555 | 24967.6697 | 23392.4009 | 44222.4629 | 21313.4666 | 14964.9225 | 16997.7754 | 20699.1515 | 23690.4522 | 17186.3668 | 26879.9667 | 35964.5543 | 24605.9238 | 18232.2481
Region | Technology | 2021-22 | 2022-23 | 2023-24 | 2024-25 | 2025-26 | 2026-27 | 2027-28 | 2028-29 | 2029-30 | 2030-31 | 2031-32 | 2032-33 | 2033-34 | 2034-35 | 2035-36 | 2036-37 | 2037-38 | 2038-39 | 2039-40 | 2040-41 | 2041-42 | 2042-43 | 2043-44 | 2044-45 | 2045-46
TAS1 | Black Coal | 0 | 0 | 0 | 0 | 0 | 0 | 0 | 0 | 0 | 0 | 0 | 0 | 0 | 0 | 0 | 0 | 0 | 0 | 0 | 0 | 0 | 0 | 0 | 0 | 0
TAS1 | Brown Coal | 0 | 0 | 0 | 0 | 0 | 0 | 0 | 0 | 0 | 0 | 0 | 0 | 0 | 0 | 0 | 0 | 0 | 0 | 0 | 0 | 0 | 0 | 0 | 0 | 0
TAS1 | CCGT | 0 | 0.025945 | 0.032867 | 0.033659 | 0.03275 | 0.033447 | 0.033785 | 0.033514 | 0.035249 | 0.035169 | 0.032364 | 0.038906 | 0.039178 | 0.035898 | 0.038344 | 0.038749 | 0.046615 | 0.047036 | 0.050745 | 0.042829 | 0.049298 | 0.047665 | 0.043354 | 0.040043 | 0.038056
TAS1 | Gas - Steam | 0 | 0 | 0 | 0 | 0 | 0 | 0 | 0 | 0 | 0 | 0 | 0 | 0 | 0 | 0 | 0 | 0 | 0 | 0 | 0 | 0 | 0 | 0 | 0 | 0
TAS1 | OCGT / Diesel | 0.043336 | 0.033826 | 40.1283 | 0.041841 | 45.428 | 0.039695 | 0.039881 | 0.039437 | 0.041699 | 0.042512 | 0.034812 | 5.1622 | 0.043911 | 0.039449 | 0.043037 | 0.044112 | 89.9044 | 0.049876 | 102.8222 | 13.0566 | 29.2398 | 0.036632 | 59.7855 | 181.7198 | 134.3126
TAS1 | Hydro | 0 | 0 | 0 | 0 | 0 | 0 | 0 | 0 | 0 | 0 | 0 | 0 | 0 | 0 | 0 | 0 | 0 | 0 | 0 | 0 | 0 | 0 | 0 | 0 | 0
TAS1 | Wind | 0 | 0 | 0 | 0 | 0 | 0 | 0 | 0 | 0 | 0 | 0 | 0 | 0 | 0 | 0 | 0 | 0 | 0 | 0 | 0 | 0 | 0 | 0 | 0 | 0
TAS1 | Solar PV | 0 | 0 | 0 | 0 | 0 | 0 | 0 | 0 | 0 | 0 | 0 | 0 | 0 | 0 | 0 | 0 | 0 | 0 | 0 | 0 | 0 | 0 | 0 | 0 | 0
TAS1 | LS Battery | 0 | 0 | 0 | 0 | 0 | 0 | 0 | 0 | 0 | 0 | 0 | 0 | 0 | 0 | 0 | 0 | 0 | 0 | 0 | 0 | 0 | 0 | 0 | 0 | 0
TAS1 | Pumped Hydro | 0 | 0 | 0 | 0 | 0 | 0 | 0 | 0 | 0 | 0 | 0 | 0 | 0 | 0 | 0 | 0 | 0 | 0 | 0 | 0 | 0 | 0 | 0 | 0 | 0
TAS1 | VPP | 0 | 0 | 0 | 0 | 0 | 0 | 0 | 0 | 0 | 0 | 0 | 0 | 0 | 0 | 0 | 0 | 0 | 0 | 0 | 0 | 0 | 0 | 0 | 0 | 0
Total excluding storage |  | 0.043336 | 0.059771 | 40.1612 | 0.0755 | 45.4607 | 0.073141 | 0.073666 | 0.07295 | 0.076949 | 0.07768 | 0.067176 | 5.2012 | 0.083089 | 0.075347 | 0.081381 | 0.082862 | 89.951 | 0.096912 | 102.8729 | 13.0995 | 29.2891 | 0.084297 | 59.8288 | 181.7599 | 134.3507

## Option3C_Build Cost
New generation build cost (CAPEX) by technology ($000s) - HumeLink Option 3C, Central Scenario
CAPEX (Install) | Real June 2019 dollars discounted to June 2021. The total capital costs are annualised for modelling purposes.
Explicitly modelled generation
Region | Technology | 2021-22 | 2022-23 | 2023-24 | 2024-25 | 2025-26 | 2026-27 | 2027-28 | 2028-29 | 2029-30 | 2030-31 | 2031-32 | 2032-33 | 2033-34 | 2034-35 | 2035-36 | 2036-37 | 2037-38 | 2038-39 | 2039-40 | 2040-41 | 2041-42 | 2042-43 | 2043-44 | 2044-45 | 2045-46
NEM | Black Coal | 0 | 0 | 0 | 0 | 0 | 0 | 0 | 0 | 0 | 0 | 0 | 0 | 0 | 0 | 0 | 0 | 0 | 0 | 0 | 0 | 0 | 0 | 0 | 0 | 0
NEM | Brown Coal | 0 | 0 | 0 | 0 | 0 | 0 | 0 | 0 | 0 | 0 | 0 | 0 | 0 | 0 | 0 | 0 | 0 | 0 | 0 | 0 | 0 | 0 | 0 | 0 | 0
NEM | CCGT | 0 | 0.74669 | 0.15962 | 0.051027 | 0.021385 | 0.011012 | 0.011946 | 0.038412 | 0.012863 | 0.0027127 | 0.0019524 | 0.068975 | 0.03981 | 0.054384 | 0.11773 | 0.065915 | 0.27283 | 0.01067 | 0.042001 | 0.0010701 | 0.031848 | 0.090676 | 0.014457 | 0.0045363 | 0.0023762
NEM | Gas - Steam | 0 | 0 | 0 | 0 | 0 | 0 | 0 | 0 | 0 | 0 | 0 | 0 | 0 | 0 | 0 | 0 | 0 | 0 | 0 | 0 | 0 | 0 | 0 | 0 | 0
NEM | OCGT / Diesel | 1.1115 | 0.10998 | 0.43491 | 0.083986 | 0.1657 | 0.028253 | 0.019897 | 0.075089 | 0.016992 | 0.01974 | 0.018144 | 0.056023 | 0.020216 | 0.037084 | 0.075925 | 88653.8479 | 134248.7102 | 0.0058842 | 0.07086 | 0.0044905 | 0.031769 | 0.014467 | 20214.5219 | 45717.2833 | 0.012147
NEM | Hydro | 0 | 0 | 0 | 0 | 0 | 0 | 0 | 0 | 0 | 0 | 0 | 0 | 0 | 0 | 0 | 0 | 0 | 0 | 0 | 0 | 0 | 0 | 0 | 0 | 0
NEM | Wind | 0 | 21.0266 | 775805.6584 | 1266871.429 | 411991.3984 | 678229.1149 | 721987.3196 | 1672533.2303 | 1483303.0553 | 0.15978 | 0.096766 | 33985.1142 | 0.55425 | 1.8082 | 1219448.6898 | 999741.8665 | 2154137.98 | 412021.9245 | 1.7937 | 0.078805 | 439342.6772 | 404851.8648 | 22748.3046 | 22100.8779 | 58578.0884
NEM | Solar PV | 2.3662 | 1190276.1541 | 449573.7142 | 0.18112 | 796277.182 | 695811.998 | 623653.6571 | 0.59196 | 2951684.195 | 0.096523 | 0.17685 | 0.55434 | 0.20314 | 0.17481 | 0.93862 | 0.69051 | 35210.7959 | 41511.0656 | 0.022411 | 30177.9947 | 173198.6435 | 303214.5515 | 22758.3141 | 0.011849 | 0.016616
NEM | LS Battery | 5.7043 | 0.16609 | 0.047177 | 0 | 1.0398 | 1.6936 | 1.2201 | 109344.6006 | 0.0005759 | 74282.671 | 226771.5661 | 423312.1171 | 0.5313 | 251793.4216 | 572098.4016 | 0.00012085 | 3995.6066 | 0.00011569 | 45972.8841 | 0.0097672 | 285471.2487 | 111500.9041 | 18690.0732 | 30029.0042 | 0.015279
NEM | Pumped Hydro | 0 | 0 | 0 | 8.3763 | 2.1445 | 0.67981 | 0.27461 | 1.4327 | 3002744.6046 | 0.051655 | 0.12156 | 0.39233 | 0.082495 | 0.4893 | 0.91953 | 68300.0661 | 217032.7526 | 0.069943 | 6.2105 | 0.029097 | 153330.343 | 98204.8367 | 21372.9427 | 75285.8702 | 0.0063614
NEM | VPP | 0 | 0 | 0 | 0 | 0 | 0 | 0 | 0 | 0 | 0 | 0 | 0 | 0 | 0 | 0 | 0 | 0 | 0 | 0 | 0 | 0 | 0 | 0 | 0 | 0
Total excluding storage |  | 3.4777 | 1190298.0374 | 1225379.9671 | 1266871.7452 | 1208268.7675 | 1374041.1522 | 1345641.0085 | 1672533.9357 | 4434987.2802 | 0.27876 | 0.29371 | 33985.7936 | 0.81741 | 2.0745 | 1219449.822 | 1088396.4709 | 2323597.7589 | 453533.0066 | 1.929 | 30178.0791 | 612541.3842 | 708066.5214 | 65721.1551 | 67818.1776 | 58578.1195
Region | Technology | 2021-22 | 2022-23 | 2023-24 | 2024-25 | 2025-26 | 2026-27 | 2027-28 | 2028-29 | 2029-30 | 2030-31 | 2031-32 | 2032-33 | 2033-34 | 2034-35 | 2035-36 | 2036-37 | 2037-38 | 2038-39 | 2039-40 | 2040-41 | 2041-42 | 2042-43 | 2043-44 | 2044-45 | 2045-46
NSW1 | Black Coal | 0 | 0 | 0 | 0 | 0 | 0 | 0 | 0 | 0 | 0 | 0 | 0 | 0 | 0 | 0 | 0 | 0 | 0 | 0 | 0 | 0 | 0 | 0 | 0 | 0
NSW1 | Brown Coal | 0 | 0 | 0 | 0 | 0 | 0 | 0 | 0 | 0 | 0 | 0 | 0 | 0 | 0 | 0 | 0 | 0 | 0 | 0 | 0 | 0 | 0 | 0 | 0 | 0
NSW1 | CCGT | 0 | 0.15989 | 0.071849 | 0.0023673 | 0 | 0 | 0 | 0.0015661 | 0.001371 | 0.00019842 | 0 | 0.01338 | 0.0075979 | 0.011223 | 0.045256 | 0.030489 | 0.10602 | 0.0010565 | 8.6711e-05 | 0.00056974 | 0.0012075 | 0.069495 | 0.0007983 | 2.4215e-05 | 5.0557e-05
NSW1 | Gas - Steam | 0 | 0 | 0 | 0 | 0 | 0 | 0 | 0 | 0 | 0 | 0 | 0 | 0 | 0 | 0 | 0 | 0 | 0 | 0 | 0 | 0 | 0 | 0 | 0 | 0
NSW1 | OCGT / Diesel | 0.36525 | 0.015349 | 0.35534 | 0.0031384 | 0.016281 | 0.01159 | 0.0054927 | 0.03205 | 0.0024138 | 0.002804 | 0.0027832 | 0.017714 | 0.0033389 | 0.011059 | 0.026805 | 88653.4099 | 134248.1073 | 0.0019987 | 0.0108 | 0.0017288 | 0.014219 | 0.012235 | 8548.6163 | 15414.8205 | 0.0023895
NSW1 | Hydro | 0 | 0 | 0 | 0 | 0 | 0 | 0 | 0 | 0 | 0 | 0 | 0 | 0 | 0 | 0 | 0 | 0 | 0 | 0 | 0 | 0 | 0 | 0 | 0 | 0
NSW1 | Wind | 0 | 8.7943 | 775803.5091 | 1266870.1605 | 0.46348 | 0.095087 | 0.033675 | 828755.0065 | 1230605.6483 | 0.0086653 | 0.0027045 | 0.039537 | 0.0092604 | 0.074829 | 471936.999 | 0.060159 | 368455.2682 | 33408.2399 | 0.15375 | 0.028828 | 420109.4508 | 69784.93 | 0.0040382 | 0.011781 | 0.014884
NSW1 | Solar PV | 0.53081 | 1190275.3916 | 449573.7017 | 0.14572 | 796276.2534 | 695810.7732 | 623652.36 | 0.053622 | 2558593.2056 | 0.018558 | 0.0098451 | 0.059008 | 0.004565 | 0.0013819 | 0.11613 | 0.032334 | 0.25744 | 0.08211 | 0.0015765 | 0.17231 | 41029.0591 | 165698.1072 | 0.010522 | 0.00053675 | 0.002763
NSW1 | LS Battery | 3.1368 | 0.14027 | 0.047177 | 0 | 0.87539 | 0.64226 | 0.61228 | 1.163 | 8.4636e-05 | 74278.8798 | 0.048712 | 211871.788 | 0.19652 | 0.00059987 | 563257.4364 | 0 | 0 | 0 | 0.00035506 | 0.0068109 | 261093.7657 | 47677.3763 | 0.73838 | 0.63712 | 0.0064786
NSW1 | Pumped Hydro | 0 | 0 | 0 | 4.5473 | 1.422 | 0.2444 | 0.13952 | 0.8749 | 3002744.5404 | 0.01239 | 0.012596 | 0.011389 | 0.0075361 | 0.0070296 | 0.020523 | 43914.8878 | 0.10424 | 0.0074199 | 0.0069674 | 0.0043487 | 43670.4324 | 11516.255 | 0.0010815 | 0.0041881 | 0.00056432
NSW1 | VPP | 0 | 0 | 0 | 0 | 0 | 0 | 0 | 0 | 0 | 0 | 0 | 0 | 0 | 0 | 0 | 0 | 0 | 0 | 0 | 0 | 0 | 0 | 0 | 0 | 0
Total excluding storage |  | 0.89605 | 1190284.3612 | 1225377.638 | 1266870.3118 | 796276.7331 | 695810.8799 | 623652.3991 | 828755.0937 | 3789198.8577 | 0.030226 | 0.015333 | 0.12964 | 0.024762 | 0.098492 | 471937.1872 | 88653.5329 | 502703.739 | 33408.325 | 0.16621 | 0.20344 | 461138.5253 | 235483.119 | 8548.6317 | 15414.8328 | 0.020087
Region | Technology | 2021-22 | 2022-23 | 2023-24 | 2024-25 | 2025-26 | 2026-27 | 2027-28 | 2028-29 | 2029-30 | 2030-31 | 2031-32 | 2032-33 | 2033-34 | 2034-35 | 2035-36 | 2036-37 | 2037-38 | 2038-39 | 2039-40 | 2040-41 | 2041-42 | 2042-43 | 2043-44 | 2044-45 | 2045-46
QLD1 | Black Coal | 0 | 0 | 0 | 0 | 0 | 0 | 0 | 0 | 0 | 0 | 0 | 0 | 0 | 0 | 0 | 0 | 0 | 0 | 0 | 0 | 0 | 0 | 0 | 0 | 0
QLD1 | Brown Coal | 0 | 0 | 0 | 0 | 0 | 0 | 0 | 0 | 0 | 0 | 0 | 0 | 0 | 0 | 0 | 0 | 0 | 0 | 0 | 0 | 0 | 0 | 0 | 0 | 0
QLD1 | CCGT | 0 | 0.14662 | 0.0072031 | 0.022323 | 0.020066 | 0.0012885 | 0.00041858 | 0.011277 | 0.0001266 | 0.00032073 | 0.0015995 | 0.0020906 | 0.010353 | 0.017642 | 0.01366 | 0.029058 | 0.058197 | 0.00013518 | 0.00017031 | 0.00030273 | 0.0011592 | 0.017064 | 3.4347e-05 | 0.0042768 | 9.3801e-05
QLD1 | Gas - Steam | 0 | 0 | 0 | 0 | 0 | 0 | 0 | 0 | 0 | 0 | 0 | 0 | 0 | 0 | 0 | 0 | 0 | 0 | 0 | 0 | 0 | 0 | 0 | 0 | 0
QLD1 | OCGT / Diesel | 0.18229 | 0.0079468 | 0.0099174 | 0.067081 | 0.1387 | 0.0037358 | 0.0011817 | 0.0010636 | 0.00065364 | 0.00060579 | 0.0018377 | 0.0016059 | 0.0010927 | 0.00064731 | 0.001544 | 0.42694 | 0.36598 | 0.00044005 | 0.00048497 | 0.00044438 | 0.00052961 | 0.00044287 | 0.00029165 | 0.033917 | 0.00020251
QLD1 | Hydro | 0 | 0 | 0 | 0 | 0 | 0 | 0 | 0 | 0 | 0 | 0 | 0 | 0 | 0 | 0 | 0 | 0 | 0 | 0 | 0 | 0 | 0 | 0 | 0 | 0
QLD1 | Wind | 0 | 4.1228 | 0.21713 | 0.36065 | 411990.7347 | 678228.3303 | 721987.2102 | 843775.6831 | 252696.952 | 0.0132 | 0.0080275 | 0.067622 | 0.022847 | 0.12225 | 4045.7362 | 697480.5982 | 1333925.611 | 0.017469 | 0.0043804 | 0.0083955 | 0.017921 | 124499.5209 | 22748.1664 | 880.9354 | 35343.9845
QLD1 | Solar PV | 0.76607 | 0.30036 | 0.0020778 | 0 | 0.42033 | 0.96651 | 1.1552 | 0.28592 | 393090.9249 | 0.0091139 | 0.014243 | 0.013347 | 0.0072278 | 0.0015591 | 0.050304 | 0.031942 | 35209.8847 | 0.022742 | 0.001445 | 30177.803 | 0.018905 | 135125.6212 | 9434.2652 | 0.010186 | 0.001384
QLD1 | LS Battery | 0.62471 | 0.0027772 | 0 | 0 | 0.16269 | 0.38946 | 0.038506 | 109342.8942 | 0.00017238 | 0.31083 | 226771.3765 | 0.13814 | 0.29965 | 251791.1302 | 0.091549 | 4.7731e-05 | 3.9395e-05 | 0 | 3.4301e-05 | 9.3718e-05 | 0.17828 | 63823.5147 | 0.0011245 | 29295.7493 | 0.0014274
QLD1 | Pumped Hydro | 0 | 0 | 0 | 1.0638 | 0.51517 | 0.027088 | 0.0083818 | 0.28127 | 0.010781 | 0.0042364 | 0.0076948 | 0.021637 | 0.01203 | 0.30161 | 0.064479 | 24384.8613 | 217031.2947 | 0.0084981 | 0.0082795 | 0.0056309 | 70739.4219 | 86688.5404 | 0.00043201 | 27265.9911 | 0.0023911
QLD1 | VPP | 0 | 0 | 0 | 0 | 0 | 0 | 0 | 0 | 0 | 0 | 0 | 0 | 0 | 0 | 0 | 0 | 0 | 0 | 0 | 0 | 0 | 0 | 0 | 0 | 0
Total excluding storage |  | 0.94836 | 4.5777 | 0.23633 | 0.45006 | 411991.3138 | 678229.3018 | 721988.367 | 843775.9814 | 645787.8776 | 0.023241 | 0.025708 | 0.084665 | 0.04152 | 0.1421 | 4045.8017 | 697481.0861 | 1369135.9199 | 0.040786 | 0.0064807 | 30177.8121 | 0.038514 | 259625.1596 | 32182.4319 | 880.9838 | 35343.9862
Region | Technology | 2021-22 | 2022-23 | 2023-24 | 2024-25 | 2025-26 | 2026-27 | 2027-28 | 2028-29 | 2029-30 | 2030-31 | 2031-32 | 2032-33 | 2033-34 | 2034-35 | 2035-36 | 2036-37 | 2037-38 | 2038-39 | 2039-40 | 2040-41 | 2041-42 | 2042-43 | 2043-44 | 2044-45 | 2045-46
VIC1 | Black Coal | 0 | 0 | 0 | 0 | 0 | 0 | 0 | 0 | 0 | 0 | 0 | 0 | 0 | 0 | 0 | 0 | 0 | 0 | 0 | 0 | 0 | 0 | 0 | 0 | 0
VIC1 | Brown Coal | 0 | 0 | 0 | 0 | 0 | 0 | 0 | 0 | 0 | 0 | 0 | 0 | 0 | 0 | 0 | 0 | 0 | 0 | 0 | 0 | 0 | 0 | 0 | 0 | 0
VIC1 | CCGT | 0 | 0.17412 | 0.0019648 | 0.011515 | 0.00083318 | 0.0057056 | 0.0025435 | 0.0099528 | 0.0029105 | 0.00041529 | 0.000199 | 0.016148 | 0.0097306 | 0.012129 | 0.025518 | 0.00022951 | 0.030907 | 0.0047027 | 0.033439 | 9.9441e-05 | 0.011572 | 0.0031455 | 0.00037498 | 3.0785e-05 | 0.0021653
VIC1 | Gas - Steam | 0 | 0 | 0 | 0 | 0 | 0 | 0 | 0 | 0 | 0 | 0 | 0 | 0 | 0 | 0 | 0 | 0 | 0 | 0 | 0 | 0 | 0 | 0 | 0 | 0
VIC1 | OCGT / Diesel | 0.18301 | 0.07796 | 0.0011901 | 0.0012886 | 0.0012936 | 0.0013487 | 0.001761 | 0.0020111 | 0.0036179 | 0.0068894 | 0.0069883 | 0.0096946 | 0.0062729 | 0.0079429 | 0.010029 | 0.0035266 | 0.020518 | 0.0013249 | 0.046269 | 0.00097994 | 0.0011753 | 0.00058695 | 0.00085164 | 0.0026739 | 0.0093497
VIC1 | Hydro | 0 | 0 | 0 | 0 | 0 | 0 | 0 | 0 | 0 | 0 | 0 | 0 | 0 | 0 | 0 | 0 | 0 | 0 | 0 | 0 | 0 | 0 | 0 | 0 | 0
VIC1 | Wind | 0 | 2.7155 | 0.14671 | 0.30693 | 0.11586 | 0.18779 | 0.015793 | 0.75956 | 0.13201 | 0.047218 | 0.062329 | 0.56712 | 0.19413 | 0.6408 | 127480.9986 | 23576.4021 | 323378.8123 | 88130.2128 | 0.82886 | 0.023912 | 19232.843 | 210567.361 | 0.066409 | 0.0060137 | 19076.013
VIC1 | Solar PV | 0.24926 | 0.10925 | 0 | 0.033466 | 0.13574 | 0.083839 | 0.016002 | 0.063923 | 0.0075676 | 0.027587 | 0.050748 | 0.1188 | 0.056013 | 0.034791 | 0.24461 | 0.18951 | 0.37956 | 34432.3388 | 0.014214 | 0.0049826 | 63956.3965 | 2390.8091 | 13323.9522 | 0.00033143 | 0.0097276
VIC1 | LS Battery | 0.68034 | 0.0053027 | 0 | 0 | 0.00067076 | 0.28709 | 0.17913 | 0.20221 | 0.00015319 | 1.3271 | 0.0068618 | 1.6809 | 0.000125 | 6.5576e-05 | 0 | 0 | 0 | 0 | 45972.7227 | 0.00020832 | 0.063119 | 0.0056666 | 0.026115 | 0.031199 | 0.0025008
VIC1 | Pumped Hydro | 0 | 0 | 0 | 1.0213 | 0.056835 | 0.2652 | 0.023503 | 0.097817 | 0.013364 | 0.0021233 | 0.0078686 | 0.20738 | 0.017028 | 0.069103 | 0.52904 | 0.0097124 | 0.24657 | 0.023888 | 5.6758 | 0.0080257 | 38920.305 | 0.026658 | 21372.9237 | 48019.8284 | 0.0012321
VIC1 | VPP | 0 | 0 | 0 | 0 | 0 | 0 | 0 | 0 | 0 | 0 | 0 | 0 | 0 | 0 | 0 | 0 | 0 | 0 | 0 | 0 | 0 | 0 | 0 | 0 | 0
Total excluding storage |  | 0.43227 | 3.0768 | 0.14987 | 0.3532 | 0.25373 | 0.27868 | 0.0361 | 0.83545 | 0.14611 | 0.082109 | 0.12026 | 0.71177 | 0.26615 | 0.69566 | 127481.2788 | 23576.5954 | 323379.2433 | 122562.5577 | 0.92279 | 0.029974 | 83189.2523 | 212958.1738 | 13324.0198 | 0.0090498 | 19076.0342
Region | Technology | 2021-22 | 2022-23 | 2023-24 | 2024-25 | 2025-26 | 2026-27 | 2027-28 | 2028-29 | 2029-30 | 2030-31 | 2031-32 | 2032-33 | 2033-34 | 2034-35 | 2035-36 | 2036-37 | 2037-38 | 2038-39 | 2039-40 | 2040-41 | 2041-42 | 2042-43 | 2043-44 | 2044-45 | 2045-46
SA1 | Black Coal | 0 | 0 | 0 | 0 | 0 | 0 | 0 | 0 | 0 | 0 | 0 | 0 | 0 | 0 | 0 | 0 | 0 | 0 | 0 | 0 | 0 | 0 | 0 | 0 | 0
SA1 | Brown Coal | 0 | 0 | 0 | 0 | 0 | 0 | 0 | 0 | 0 | 0 | 0 | 0 | 0 | 0 | 0 | 0 | 0 | 0 | 0 | 0 | 0 | 0 | 0 | 0 | 0
SA1 | CCGT | 0 | 0.13081 | 0.041775 | 0.0014753 | 0.00031352 | 0.00064791 | 0.0031743 | 0.012991 | 0.00028248 | 0.00061391 | 0.00015392 | 0.016212 | 0.0057196 | 0.013196 | 0.022916 | 0.00021422 | 0.056811 | 0.00047905 | 0.00086691 | 9.8166e-05 | 0.0099582 | 0.00074183 | 0.013208 | 9.7232e-05 | 2.317e-05
SA1 | Gas - Steam | 0 | 0 | 0 | 0 | 0 | 0 | 0 | 0 | 0 | 0 | 0 | 0 | 0 | 0 | 0 | 0 | 0 | 0 | 0 | 0 | 0 | 0 | 0 | 0 | 0
SA1 | OCGT / Diesel | 0.19149 | 0.0048586 | 0.056486 | 0.001663 | 0.0019066 | 0.0028013 | 0.0026147 | 0.03194 | 0.0013897 | 0.0014028 | 0.0015148 | 0.016977 | 0.0019148 | 0.011623 | 0.030318 | 0.0010843 | 0.19666 | 0.00074174 | 0.0010036 | 0.00064724 | 0.0011543 | 0.00062826 | 11665.9039 | 30302.4252 | 7.2596e-05
SA1 | Hydro | 0 | 0 | 0 | 0 | 0 | 0 | 0 | 0 | 0 | 0 | 0 | 0 | 0 | 0 | 0 | 0 | 0 | 0 | 0 | 0 | 0 | 0 | 0 | 0 | 0
SA1 | Wind | 0 | 3.9194 | 1.0005 | 0.27521 | 0.073328 | 0.31975 | 0.046121 | 1.407 | 0.11483 | 0.063637 | 0.022012 | 0.98291 | 0.30806 | 0.96478 | 516854.7886 | 0.60323 | 128377.1786 | 252441.1345 | 0.79691 | 0.01618 | 0.27835 | 0.048427 | 0.066202 | 21219.9231 | 4158.0745
SA1 | Solar PV | 0.71678 | 0.31809 | 0.0061592 | 0.001932 | 0.3244 | 0.12807 | 0.11188 | 0.18235 | 0.010344 | 0.030555 | 0.10186 | 0.19734 | 0.13478 | 0.13703 | 0.52556 | 0.43502 | 0.27252 | 7078.6111 | 0.0047399 | 0.014365 | 68213.1583 | 0.012431 | 0.086168 | 0.00068226 | 0.0026537
SA1 | LS Battery | 0.68429 | 0.010219 | 0 | 0 | 0.0004827 | 0.22253 | 0.25206 | 0.28616 | 0.00016569 | 1.6183 | 0.0093073 | 211438.5026 | 0.00029089 | 2.2473 | 8840.8716 | 0 | 3995.5183 | 0 | 5.9833e-05 | 0.00068852 | 24377.1312 | 0.0048888 | 18689.3019 | 732.5844 | 0.0030136
SA1 | Pumped Hydro | 0 | 0 | 0 | 0.9708 | 0.076514 | 0.10782 | 0.061506 | 0.13498 | 0.014871 | 0.0032565 | 0.016136 | 0.14174 | 0.022873 | 0.05909 | 0.25559 | 0.012916 | 0.66579 | 0.010536 | 0.0078011 | 0.005971 | 0.16027 | 0.011446 | 0.015386 | 0.045232 | 0.0014707
SA1 | VPP | 0 | 0 | 0 | 0 | 0 | 0 | 0 | 0 | 0 | 0 | 0 | 0 | 0 | 0 | 0 | 0 | 0 | 0 | 0 | 0 | 0 | 0 | 0 | 0 | 0
Total excluding storage |  | 0.90826 | 4.3731 | 1.1049 | 0.28028 | 0.39995 | 0.45128 | 0.16379 | 1.6343 | 0.12685 | 0.096209 | 0.12554 | 1.2134 | 0.45047 | 1.1266 | 516855.3674 | 1.0395 | 128377.7046 | 259519.7468 | 0.80352 | 0.031291 | 68213.4477 | 0.062228 | 11666.0695 | 51522.3491 | 4158.0773
Region | Technology | 2021-22 | 2022-23 | 2023-24 | 2024-25 | 2025-26 | 2026-27 | 2027-28 | 2028-29 | 2029-30 | 2030-31 | 2031-32 | 2032-33 | 2033-34 | 2034-35 | 2035-36 | 2036-37 | 2037-38 | 2038-39 | 2039-40 | 2040-41 | 2041-42 | 2042-43 | 2043-44 | 2044-45 | 2045-46
TAS1 | Black Coal | 0 | 0 | 0 | 0 | 0 | 0 | 0 | 0 | 0 | 0 | 0 | 0 | 0 | 0 | 0 | 0 | 0 | 0 | 0 | 0 | 0 | 0 | 0 | 0 | 0
TAS1 | Brown Coal | 0 | 0 | 0 | 0 | 0 | 0 | 0 | 0 | 0 | 0 | 0 | 0 | 0 | 0 | 0 | 0 | 0 | 0 | 0 | 0 | 0 | 0 | 0 | 0 | 0
TAS1 | CCGT | 0 | 0.13525 | 0.036831 | 0.013346 | 0.00017187 | 0.0033696 | 0.0058094 | 0.0026248 | 0.0081722 | 0.0011644 | 0 | 0.021144 | 0.0064085 | 0.00019428 | 0.010376 | 0.0059234 | 0.020896 | 0.0042969 | 0.0074375 | 0 | 0.0079513 | 0.00023028 | 4.1571e-05 | 0.00010723 | 4.3366e-05
TAS1 | Gas - Steam | 0 | 0 | 0 | 0 | 0 | 0 | 0 | 0 | 0 | 0 | 0 | 0 | 0 | 0 | 0 | 0 | 0 | 0 | 0 | 0 | 0 | 0 | 0 | 0 | 0
TAS1 | OCGT / Diesel | 0.18951 | 0.003864 | 0.011979 | 0.010815 | 0.0075221 | 0.0087777 | 0.0088468 | 0.0080243 | 0.008917 | 0.0080385 | 0.0050197 | 0.010032 | 0.0075965 | 0.0058111 | 0.0072296 | 0.0064502 | 0.019712 | 0.0013788 | 0.012302 | 0.00069011 | 0.014691 | 0.00057361 | 0.00054279 | 0.0010223 | 0.00013267
TAS1 | Hydro | 0 | 0 | 0 | 0 | 0 | 0 | 0 | 0 | 0 | 0 | 0 | 0 | 0 | 0 | 0 | 0 | 0 | 0 | 0 | 0 | 0 | 0 | 0 | 0 | 0
TAS1 | Wind | 0 | 1.4747 | 0.78498 | 0.32571 | 0.011054 | 0.182 | 0.013902 | 0.37413 | 0.20819 | 0.027059 | 0.0016937 | 33983.457 | 0.01995 | 0.0055272 | 99130.1674 | 278684.2029 | 1.1099 | 38042.3199 | 0.0098146 | 0.0014892 | 0.087108 | 0.0044635 | 0.0015468 | 0.0015716 | 0.0014846
TAS1 | Solar PV | 0.10329 | 0.034775 | 0.0041817 | 0 | 0.048184 | 0.046358 | 0.013992 | 0.006148 | 0.046579 | 0.010708 | 0.00015646 | 0.16585 | 0.00055106 | 5.1026e-05 | 0.0020265 | 0.0017123 | 0.0016585 | 0.010744 | 0.00043552 | 7.8124e-05 | 0.010694 | 0.0014978 | 4.3587e-05 | 0.00011196 | 8.7341e-05
TAS1 | LS Battery | 0.57812 | 0.0075265 | 0 | 0 | 0.00059139 | 0.15223 | 0.13813 | 0.054992 | 0 | 0.53496 | 0.12473 | 0.0073806 | 0.034713 | 0.04345 | 0.0020941 | 7.312e-05 | 0.088337 | 0.00011569 | 0.16095 | 0.0019658 | 0.11043 | 0.0025119 | 0.0056167 | 0.0020758 | 0.0018591
TAS1 | Pumped Hydro | 0 | 0 | 0 | 0.77309 | 0.073941 | 0.035309 | 0.041699 | 0.043735 | 0.025196 | 0.029649 | 0.077266 | 0.010181 | 0.023028 | 0.05247 | 0.049901 | 0.29445 | 0.44124 | 0.019602 | 0.51167 | 0.0051206 | 0.0234 | 0.0032681 | 0.002147 | 0.0013721 | 0.00070318
TAS1 | VPP | 0 | 0 | 0 | 0 | 0 | 0 | 0 | 0 | 0 | 0 | 0 | 0 | 0 | 0 | 0 | 0 | 0 | 0 | 0 | 0 | 0 | 0 | 0 | 0 | 0
Total excluding storage |  | 0.2928 | 1.6486 | 0.83797 | 0.34987 | 0.066932 | 0.2405 | 0.04255 | 0.39092 | 0.27186 | 0.046971 | 0.0068699 | 33983.6541 | 0.034506 | 0.011584 | 99130.187 | 278684.217 | 1.1522 | 38042.3363 | 0.029989 | 0.0022575 | 0.12044 | 0.0067652 | 0.0021748 | 0.0028131 | 0.0017479

## Option3C_REHAB Cost
Rehabilition cost by technology ($000s) - HumeLink Option 3C, Central Scenario
REHAB | Real June 2019 dollars discounted to June 2021
Explicitly modelled generation
Region | Technology | 2021-22 | 2022-23 | 2023-24 | 2024-25 | 2025-26 | 2026-27 | 2027-28 | 2028-29 | 2029-30 | 2030-31 | 2031-32 | 2032-33 | 2033-34 | 2034-35 | 2035-36 | 2036-37 | 2037-38 | 2038-39 | 2039-40 | 2040-41 | 2041-42 | 2042-43 | 2043-44 | 2044-45 | 2045-46
NEM | Black Coal | 0 | 0 | 0 | 1807.7732 | 65780.0825 | 7578.0353 | 63542.4166 | 2.8559e-06 | 5614.8788 | 0.0050322 | 965.4097 | 0 | 0 | 0 | 0 | 0 | 0 | 0 | 0 | 0 | 0 | 0 | 0 | 0 | 0
NEM | Brown Coal | 0 | 0 | 0 | 33030.7304 | 4199.3661 | 0.0019101 | 109.5677 | 0 | 0 | 0 | 0 | 0 | 0 | 0 | 0 | 0 | 0 | 0 | 0 | 0 | 0 | 0 | 0 | 0 | 0
NEM | CCGT | 0 | 0 | 0 | 0 | 0 | 0 | 0 | 0 | 0 | 0 | 0 | 0 | 0 | 0 | 0 | 0 | 0 | 0 | 0 | 0 | 0 | 0 | 0 | 0 | 0
NEM | Gas - Steam | 0 | 0 | 0 | 0 | 0 | 0 | 0 | 0 | 0 | 0 | 0 | 0 | 0 | 0 | 0 | 0 | 0 | 0 | 0 | 0 | 0 | 0 | 0 | 0 | 0
NEM | OCGT / Diesel | 0 | 0 | 0 | 0 | 0 | 0 | 0 | 0 | 0 | 0 | 0 | 0 | 0 | 0 | 0 | 0 | 0 | 0 | 0 | 0 | 0 | 0 | 0 | 0 | 0
NEM | Hydro | 0 | 0 | 0 | 0 | 0 | 0 | 0 | 0 | 0 | 0 | 0 | 0 | 0 | 0 | 0 | 0 | 0 | 0 | 0 | 0 | 0 | 0 | 0 | 0 | 0
NEM | Wind | 0 | 0 | 0 | 0 | 0 | 0 | 0 | 0 | 0 | 0 | 0 | 0 | 0 | 0 | 0 | 0 | 0 | 0 | 0 | 0 | 0 | 0 | 0 | 0 | 0
NEM | Solar PV | 0 | 0 | 0 | 0 | 0 | 0 | 0 | 0 | 0 | 0 | 0 | 0 | 0 | 0 | 0 | 0 | 0 | 0 | 0 | 0 | 0 | 0 | 0 | 0 | 0
NEM | LS Battery | 0 | 0 | 0 | 0 | 0 | 0 | 0 | 0 | 0 | 0 | 0 | 0 | 0 | 0 | 0 | 0 | 0 | 0 | 0 | 0 | 0 | 0 | 0 | 0 | 0
NEM | Pumped Hydro | 0 | 0 | 0 | 0 | 0 | 0 | 0 | 0 | 0 | 0 | 0 | 0 | 0 | 0 | 0 | 0 | 0 | 0 | 0 | 0 | 0 | 0 | 0 | 0 | 0
NEM | VPP | 0 | 0 | 0 | 0 | 0 | 0 | 0 | 0 | 0 | 0 | 0 | 0 | 0 | 0 | 0 | 0 | 0 | 0 | 0 | 0 | 0 | 0 | 0 | 0 | 0
Total excluding storage |  | 0 | 0 | 0 | 34838.5037 | 69979.4486 | 7578.0373 | 63651.9843 | 2.8559e-06 | 5614.8788 | 0.0050322 | 965.4097 | 0 | 0 | 0 | 0 | 0 | 0 | 0 | 0 | 0 | 0 | 0 | 0 | 0 | 0
Region | Technology | 2021-22 | 2022-23 | 2023-24 | 2024-25 | 2025-26 | 2026-27 | 2027-28 | 2028-29 | 2029-30 | 2030-31 | 2031-32 | 2032-33 | 2033-34 | 2034-35 | 2035-36 | 2036-37 | 2037-38 | 2038-39 | 2039-40 | 2040-41 | 2041-42 | 2042-43 | 2043-44 | 2044-45 | 2045-46
NSW1 | Black Coal | 0 | 0 | 0 | 8.9389e-05 | 2542.8912 | 7577.9883 | 61289.7319 | 2.8559e-06 | 5614.8788 | 0.0050322 | 965.4097 | 0 | 0 | 0 | 0 | 0 | 0 | 0 | 0 | 0 | 0 | 0 | 0 | 0 | 0
NSW1 | Brown Coal | 0 | 0 | 0 | 0 | 0 | 0 | 0 | 0 | 0 | 0 | 0 | 0 | 0 | 0 | 0 | 0 | 0 | 0 | 0 | 0 | 0 | 0 | 0 | 0 | 0
NSW1 | CCGT | 0 | 0 | 0 | 0 | 0 | 0 | 0 | 0 | 0 | 0 | 0 | 0 | 0 | 0 | 0 | 0 | 0 | 0 | 0 | 0 | 0 | 0 | 0 | 0 | 0
NSW1 | Gas - Steam | 0 | 0 | 0 | 0 | 0 | 0 | 0 | 0 | 0 | 0 | 0 | 0 | 0 | 0 | 0 | 0 | 0 | 0 | 0 | 0 | 0 | 0 | 0 | 0 | 0
NSW1 | OCGT / Diesel | 0 | 0 | 0 | 0 | 0 | 0 | 0 | 0 | 0 | 0 | 0 | 0 | 0 | 0 | 0 | 0 | 0 | 0 | 0 | 0 | 0 | 0 | 0 | 0 | 0
NSW1 | Hydro | 0 | 0 | 0 | 0 | 0 | 0 | 0 | 0 | 0 | 0 | 0 | 0 | 0 | 0 | 0 | 0 | 0 | 0 | 0 | 0 | 0 | 0 | 0 | 0 | 0
NSW1 | Wind | 0 | 0 | 0 | 0 | 0 | 0 | 0 | 0 | 0 | 0 | 0 | 0 | 0 | 0 | 0 | 0 | 0 | 0 | 0 | 0 | 0 | 0 | 0 | 0 | 0
NSW1 | Solar PV | 0 | 0 | 0 | 0 | 0 | 0 | 0 | 0 | 0 | 0 | 0 | 0 | 0 | 0 | 0 | 0 | 0 | 0 | 0 | 0 | 0 | 0 | 0 | 0 | 0
NSW1 | LS Battery | 0 | 0 | 0 | 0 | 0 | 0 | 0 | 0 | 0 | 0 | 0 | 0 | 0 | 0 | 0 | 0 | 0 | 0 | 0 | 0 | 0 | 0 | 0 | 0 | 0
NSW1 | Pumped Hydro | 0 | 0 | 0 | 0 | 0 | 0 | 0 | 0 | 0 | 0 | 0 | 0 | 0 | 0 | 0 | 0 | 0 | 0 | 0 | 0 | 0 | 0 | 0 | 0 | 0
NSW1 | VPP | 0 | 0 | 0 | 0 | 0 | 0 | 0 | 0 | 0 | 0 | 0 | 0 | 0 | 0 | 0 | 0 | 0 | 0 | 0 | 0 | 0 | 0 | 0 | 0 | 0
Total excluding storage |  | 0 | 0 | 0 | 8.9389e-05 | 2542.8912 | 7577.9883 | 61289.7319 | 2.8559e-06 | 5614.8788 | 0.0050322 | 965.4097 | 0 | 0 | 0 | 0 | 0 | 0 | 0 | 0 | 0 | 0 | 0 | 0 | 0 | 0
Region | Technology | 2021-22 | 2022-23 | 2023-24 | 2024-25 | 2025-26 | 2026-27 | 2027-28 | 2028-29 | 2029-30 | 2030-31 | 2031-32 | 2032-33 | 2033-34 | 2034-35 | 2035-36 | 2036-37 | 2037-38 | 2038-39 | 2039-40 | 2040-41 | 2041-42 | 2042-43 | 2043-44 | 2044-45 | 2045-46
QLD1 | Black Coal | 0 | 0 | 0 | 1807.7731 | 63237.1913 | 0.047088 | 2252.6847 | 0 | 0 | 0 | 0 | 0 | 0 | 0 | 0 | 0 | 0 | 0 | 0 | 0 | 0 | 0 | 0 | 0 | 0
QLD1 | Brown Coal | 0 | 0 | 0 | 0 | 0 | 0 | 0 | 0 | 0 | 0 | 0 | 0 | 0 | 0 | 0 | 0 | 0 | 0 | 0 | 0 | 0 | 0 | 0 | 0 | 0
QLD1 | CCGT | 0 | 0 | 0 | 0 | 0 | 0 | 0 | 0 | 0 | 0 | 0 | 0 | 0 | 0 | 0 | 0 | 0 | 0 | 0 | 0 | 0 | 0 | 0 | 0 | 0
QLD1 | Gas - Steam | 0 | 0 | 0 | 0 | 0 | 0 | 0 | 0 | 0 | 0 | 0 | 0 | 0 | 0 | 0 | 0 | 0 | 0 | 0 | 0 | 0 | 0 | 0 | 0 | 0
QLD1 | OCGT / Diesel | 0 | 0 | 0 | 0 | 0 | 0 | 0 | 0 | 0 | 0 | 0 | 0 | 0 | 0 | 0 | 0 | 0 | 0 | 0 | 0 | 0 | 0 | 0 | 0 | 0
QLD1 | Hydro | 0 | 0 | 0 | 0 | 0 | 0 | 0 | 0 | 0 | 0 | 0 | 0 | 0 | 0 | 0 | 0 | 0 | 0 | 0 | 0 | 0 | 0 | 0 | 0 | 0
QLD1 | Wind | 0 | 0 | 0 | 0 | 0 | 0 | 0 | 0 | 0 | 0 | 0 | 0 | 0 | 0 | 0 | 0 | 0 | 0 | 0 | 0 | 0 | 0 | 0 | 0 | 0
QLD1 | Solar PV | 0 | 0 | 0 | 0 | 0 | 0 | 0 | 0 | 0 | 0 | 0 | 0 | 0 | 0 | 0 | 0 | 0 | 0 | 0 | 0 | 0 | 0 | 0 | 0 | 0
QLD1 | LS Battery | 0 | 0 | 0 | 0 | 0 | 0 | 0 | 0 | 0 | 0 | 0 | 0 | 0 | 0 | 0 | 0 | 0 | 0 | 0 | 0 | 0 | 0 | 0 | 0 | 0
QLD1 | Pumped Hydro | 0 | 0 | 0 | 0 | 0 | 0 | 0 | 0 | 0 | 0 | 0 | 0 | 0 | 0 | 0 | 0 | 0 | 0 | 0 | 0 | 0 | 0 | 0 | 0 | 0
QLD1 | VPP | 0 | 0 | 0 | 0 | 0 | 0 | 0 | 0 | 0 | 0 | 0 | 0 | 0 | 0 | 0 | 0 | 0 | 0 | 0 | 0 | 0 | 0 | 0 | 0 | 0
Total excluding storage |  | 0 | 0 | 0 | 1807.7731 | 63237.1913 | 0.047088 | 2252.6847 | 0 | 0 | 0 | 0 | 0 | 0 | 0 | 0 | 0 | 0 | 0 | 0 | 0 | 0 | 0 | 0 | 0 | 0
Region | Technology | 2021-22 | 2022-23 | 2023-24 | 2024-25 | 2025-26 | 2026-27 | 2027-28 | 2028-29 | 2029-30 | 2030-31 | 2031-32 | 2032-33 | 2033-34 | 2034-35 | 2035-36 | 2036-37 | 2037-38 | 2038-39 | 2039-40 | 2040-41 | 2041-42 | 2042-43 | 2043-44 | 2044-45 | 2045-46
VIC1 | Black Coal | 0 | 0 | 0 | 0 | 0 | 0 | 0 | 0 | 0 | 0 | 0 | 0 | 0 | 0 | 0 | 0 | 0 | 0 | 0 | 0 | 0 | 0 | 0 | 0 | 0
VIC1 | Brown Coal | 0 | 0 | 0 | 33030.7304 | 4199.3661 | 0.0019101 | 109.5677 | 0 | 0 | 0 | 0 | 0 | 0 | 0 | 0 | 0 | 0 | 0 | 0 | 0 | 0 | 0 | 0 | 0 | 0
VIC1 | CCGT | 0 | 0 | 0 | 0 | 0 | 0 | 0 | 0 | 0 | 0 | 0 | 0 | 0 | 0 | 0 | 0 | 0 | 0 | 0 | 0 | 0 | 0 | 0 | 0 | 0
VIC1 | Gas - Steam | 0 | 0 | 0 | 0 | 0 | 0 | 0 | 0 | 0 | 0 | 0 | 0 | 0 | 0 | 0 | 0 | 0 | 0 | 0 | 0 | 0 | 0 | 0 | 0 | 0
VIC1 | OCGT / Diesel | 0 | 0 | 0 | 0 | 0 | 0 | 0 | 0 | 0 | 0 | 0 | 0 | 0 | 0 | 0 | 0 | 0 | 0 | 0 | 0 | 0 | 0 | 0 | 0 | 0
VIC1 | Hydro | 0 | 0 | 0 | 0 | 0 | 0 | 0 | 0 | 0 | 0 | 0 | 0 | 0 | 0 | 0 | 0 | 0 | 0 | 0 | 0 | 0 | 0 | 0 | 0 | 0
VIC1 | Wind | 0 | 0 | 0 | 0 | 0 | 0 | 0 | 0 | 0 | 0 | 0 | 0 | 0 | 0 | 0 | 0 | 0 | 0 | 0 | 0 | 0 | 0 | 0 | 0 | 0
VIC1 | Solar PV | 0 | 0 | 0 | 0 | 0 | 0 | 0 | 0 | 0 | 0 | 0 | 0 | 0 | 0 | 0 | 0 | 0 | 0 | 0 | 0 | 0 | 0 | 0 | 0 | 0
VIC1 | LS Battery | 0 | 0 | 0 | 0 | 0 | 0 | 0 | 0 | 0 | 0 | 0 | 0 | 0 | 0 | 0 | 0 | 0 | 0 | 0 | 0 | 0 | 0 | 0 | 0 | 0
VIC1 | Pumped Hydro | 0 | 0 | 0 | 0 | 0 | 0 | 0 | 0 | 0 | 0 | 0 | 0 | 0 | 0 | 0 | 0 | 0 | 0 | 0 | 0 | 0 | 0 | 0 | 0 | 0
VIC1 | VPP | 0 | 0 | 0 | 0 | 0 | 0 | 0 | 0 | 0 | 0 | 0 | 0 | 0 | 0 | 0 | 0 | 0 | 0 | 0 | 0 | 0 | 0 | 0 | 0 | 0
Total excluding storage |  | 0 | 0 | 0 | 33030.7304 | 4199.3661 | 0.0019101 | 109.5677 | 0 | 0 | 0 | 0 | 0 | 0 | 0 | 0 | 0 | 0 | 0 | 0 | 0 | 0 | 0 | 0 | 0 | 0
Region | Technology | 2021-22 | 2022-23 | 2023-24 | 2024-25 | 2025-26 | 2026-27 | 2027-28 | 2028-29 | 2029-30 | 2030-31 | 2031-32 | 2032-33 | 2033-34 | 2034-35 | 2035-36 | 2036-37 | 2037-38 | 2038-39 | 2039-40 | 2040-41 | 2041-42 | 2042-43 | 2043-44 | 2044-45 | 2045-46
SA1 | Black Coal | 0 | 0 | 0 | 0 | 0 | 0 | 0 | 0 | 0 | 0 | 0 | 0 | 0 | 0 | 0 | 0 | 0 | 0 | 0 | 0 | 0 | 0 | 0 | 0 | 0
SA1 | Brown Coal | 0 | 0 | 0 | 0 | 0 | 0 | 0 | 0 | 0 | 0 | 0 | 0 | 0 | 0 | 0 | 0 | 0 | 0 | 0 | 0 | 0 | 0 | 0 | 0 | 0
SA1 | CCGT | 0 | 0 | 0 | 0 | 0 | 0 | 0 | 0 | 0 | 0 | 0 | 0 | 0 | 0 | 0 | 0 | 0 | 0 | 0 | 0 | 0 | 0 | 0 | 0 | 0
SA1 | Gas - Steam | 0 | 0 | 0 | 0 | 0 | 0 | 0 | 0 | 0 | 0 | 0 | 0 | 0 | 0 | 0 | 0 | 0 | 0 | 0 | 0 | 0 | 0 | 0 | 0 | 0
SA1 | OCGT / Diesel | 0 | 0 | 0 | 0 | 0 | 0 | 0 | 0 | 0 | 0 | 0 | 0 | 0 | 0 | 0 | 0 | 0 | 0 | 0 | 0 | 0 | 0 | 0 | 0 | 0
SA1 | Hydro | 0 | 0 | 0 | 0 | 0 | 0 | 0 | 0 | 0 | 0 | 0 | 0 | 0 | 0 | 0 | 0 | 0 | 0 | 0 | 0 | 0 | 0 | 0 | 0 | 0
SA1 | Wind | 0 | 0 | 0 | 0 | 0 | 0 | 0 | 0 | 0 | 0 | 0 | 0 | 0 | 0 | 0 | 0 | 0 | 0 | 0 | 0 | 0 | 0 | 0 | 0 | 0
SA1 | Solar PV | 0 | 0 | 0 | 0 | 0 | 0 | 0 | 0 | 0 | 0 | 0 | 0 | 0 | 0 | 0 | 0 | 0 | 0 | 0 | 0 | 0 | 0 | 0 | 0 | 0
SA1 | LS Battery | 0 | 0 | 0 | 0 | 0 | 0 | 0 | 0 | 0 | 0 | 0 | 0 | 0 | 0 | 0 | 0 | 0 | 0 | 0 | 0 | 0 | 0 | 0 | 0 | 0
SA1 | Pumped Hydro | 0 | 0 | 0 | 0 | 0 | 0 | 0 | 0 | 0 | 0 | 0 | 0 | 0 | 0 | 0 | 0 | 0 | 0 | 0 | 0 | 0 | 0 | 0 | 0 | 0
SA1 | VPP | 0 | 0 | 0 | 0 | 0 | 0 | 0 | 0 | 0 | 0 | 0 | 0 | 0 | 0 | 0 | 0 | 0 | 0 | 0 | 0 | 0 | 0 | 0 | 0 | 0
Total excluding storage |  | 0 | 0 | 0 | 0 | 0 | 0 | 0 | 0 | 0 | 0 | 0 | 0 | 0 | 0 | 0 | 0 | 0 | 0 | 0 | 0 | 0 | 0 | 0 | 0 | 0
Region | Technology | 2021-22 | 2022-23 | 2023-24 | 2024-25 | 2025-26 | 2026-27 | 2027-28 | 2028-29 | 2029-30 | 2030-31 | 2031-32 | 2032-33 | 2033-34 | 2034-35 | 2035-36 | 2036-37 | 2037-38 | 2038-39 | 2039-40 | 2040-41 | 2041-42 | 2042-43 | 2043-44 | 2044-45 | 2045-46
TAS1 | Black Coal | 0 | 0 | 0 | 0 | 0 | 0 | 0 | 0 | 0 | 0 | 0 | 0 | 0 | 0 | 0 | 0 | 0 | 0 | 0 | 0 | 0 | 0 | 0 | 0 | 0
TAS1 | Brown Coal | 0 | 0 | 0 | 0 | 0 | 0 | 0 | 0 | 0 | 0 | 0 | 0 | 0 | 0 | 0 | 0 | 0 | 0 | 0 | 0 | 0 | 0 | 0 | 0 | 0
TAS1 | CCGT | 0 | 0 | 0 | 0 | 0 | 0 | 0 | 0 | 0 | 0 | 0 | 0 | 0 | 0 | 0 | 0 | 0 | 0 | 0 | 0 | 0 | 0 | 0 | 0 | 0
TAS1 | Gas - Steam | 0 | 0 | 0 | 0 | 0 | 0 | 0 | 0 | 0 | 0 | 0 | 0 | 0 | 0 | 0 | 0 | 0 | 0 | 0 | 0 | 0 | 0 | 0 | 0 | 0
TAS1 | OCGT / Diesel | 0 | 0 | 0 | 0 | 0 | 0 | 0 | 0 | 0 | 0 | 0 | 0 | 0 | 0 | 0 | 0 | 0 | 0 | 0 | 0 | 0 | 0 | 0 | 0 | 0
TAS1 | Hydro | 0 | 0 | 0 | 0 | 0 | 0 | 0 | 0 | 0 | 0 | 0 | 0 | 0 | 0 | 0 | 0 | 0 | 0 | 0 | 0 | 0 | 0 | 0 | 0 | 0
TAS1 | Wind | 0 | 0 | 0 | 0 | 0 | 0 | 0 | 0 | 0 | 0 | 0 | 0 | 0 | 0 | 0 | 0 | 0 | 0 | 0 | 0 | 0 | 0 | 0 | 0 | 0
TAS1 | Solar PV | 0 | 0 | 0 | 0 | 0 | 0 | 0 | 0 | 0 | 0 | 0 | 0 | 0 | 0 | 0 | 0 | 0 | 0 | 0 | 0 | 0 | 0 | 0 | 0 | 0
TAS1 | LS Battery | 0 | 0 | 0 | 0 | 0 | 0 | 0 | 0 | 0 | 0 | 0 | 0 | 0 | 0 | 0 | 0 | 0 | 0 | 0 | 0 | 0 | 0 | 0 | 0 | 0
TAS1 | Pumped Hydro | 0 | 0 | 0 | 0 | 0 | 0 | 0 | 0 | 0 | 0 | 0 | 0 | 0 | 0 | 0 | 0 | 0 | 0 | 0 | 0 | 0 | 0 | 0 | 0 | 0
TAS1 | VPP | 0 | 0 | 0 | 0 | 0 | 0 | 0 | 0 | 0 | 0 | 0 | 0 | 0 | 0 | 0 | 0 | 0 | 0 | 0 | 0 | 0 | 0 | 0 | 0 | 0
Total excluding storage |  | 0 | 0 | 0 | 0 | 0 | 0 | 0 | 0 | 0 | 0 | 0 | 0 | 0 | 0 | 0 | 0 | 0 | 0 | 0 | 0 | 0 | 0 | 0 | 0 | 0

## Option3C_REZ Tx Cost
REZ transmission expansion cost by region ($000s) - HumeLink Option 3C, Central Scenario
REZ Expansion | Real June 2019 dollars discounted to June 2021. As with the total capital costs, the REZ transmission expansion costs are annualised for modelling purposes.
Explicitly modelled generation
Region | Technology | 2021-22 | 2022-23 | 2023-24 | 2024-25 | 2025-26 | 2026-27 | 2027-28 | 2028-29 | 2029-30 | 2030-31 | 2031-32 | 2032-33 | 2033-34 | 2034-35 | 2035-36 | 2036-37 | 2037-38 | 2038-39 | 2039-40 | 2040-41 | 2041-42 | 2042-43 | 2043-44 | 2044-45 | 2045-46
NSW1 | Transmission | 0.079762 | 0.40895 | 0.04042 | 0.058874 | 0.045722 | 0.0048223 | 0.0178 | 0.0088217 | 251969.0823 | 0.003747 | 0.0028447 | 0.0099633 | 0.002082 | 0.0062083 | 54104.759 | 0.0081726 | 0.024972 | 0.046863 | 0.017053 | 0.010541 | 21367.7678 | 24252.6945 | 0.0076759 | 0.0033963 | 0.0018011
QLD1 | Transmission | 0.063036 | 0.29118 | 0.02297 | 0.021368 | 0.079332 | 0.21196 | 0.061643 | 0.36829 | 0.12974 | 0.014023 | 0.0067367 | 0.017018 | 0.013322 | 0.019847 | 953.1905 | 0.055633 | 340210.7382 | 0.0098487 | 0.0029385 | 0.01188 | 0.015965 | 43747.801 | 4589.9971 | 814.0502 | 32807.3378
VIC1 | Transmission | 0.023316 | 0.0033444 | 0.00084382 | 8.4056e-05 | 0.00078914 | 0.00060581 | 0.00013038 | 0.0011911 | 0.00058487 | 0.0009858 | 0.00052195 | 0.0014289 | 0.0013284 | 0.00085639 | 0.0012208 | 0.00027306 | 0.0019503 | 0.0016091 | 0.00093398 | 0.00081161 | 0.0020776 | 16023.9448 | 0.0051353 | 0.00019173 | 1472.0663
SA1 | Transmission | 0.050377 | 0.28684 | 0.080892 | 0.0073717 | 0.031105 | 0.035714 | 0.011959 | 0.12753 | 0.014821 | 0.013151 | 0.01697 | 0.075417 | 0.027013 | 0.064769 | 0.22182 | 0.09056 | 19421.3853 | 38880.44 | 0.08652 | 0.0090046 | 0.015725 | 0.012914 | 0.018499 | 3428.1316 | 674.789
TAS1 | Transmission | 0 | 0.003549 | 0.0016714 | 0.00078347 | 0.00049262 | 0.001364 | 0.00083188 | 0.00093956 | 0.0012865 | 0.0014415 | 0.00027348 | 0.0014879 | 6.6732e-05 | 0.00025328 | 0.00033421 | 0.0018046 | 0.00087841 | 0.001119 | 0.00034191 | 8.9952e-05 | 0.0010117 | 0.00015383 | 0.0001606 | 0.00016506 | 0.00012905
NEM | Total | 0.21649 | 0.99386 | 0.1468 | 0.088482 | 0.15744 | 0.25447 | 0.092364 | 0.50678 | 251969.2288 | 0.033349 | 0.027347 | 0.10532 | 0.043813 | 0.091934 | 55058.1729 | 0.15644 | 359632.1513 | 38880.4995 | 0.10779 | 0.032327 | 21367.8026 | 84024.4534 | 4590.0285 | 4242.1855 | 34954.195

## Option3C_USE+DSP Cost
USE & DSP cost by region ($000s) - HumeLink Option 3C, Central Scenario
USE & DSP | Real June 2019 dollars discounted to June 2021
Explicitly modelled generation
Region | Technology | 2021-22 | 2022-23 | 2023-24 | 2024-25 | 2025-26 | 2026-27 | 2027-28 | 2028-29 | 2029-30 | 2030-31 | 2031-32 | 2032-33 | 2033-34 | 2034-35 | 2035-36 | 2036-37 | 2037-38 | 2038-39 | 2039-40 | 2040-41 | 2041-42 | 2042-43 | 2043-44 | 2044-45 | 2045-46
NSW1 | USE & DSP | 2.8272 | 0.41328 | 75848.8691 | 28909.6817 | 65055.3726 | 8277.9468 | 44.5581 | 27704.2736 | 0.41576 | 12617.7113 | 0.41247 | 137.6868 | 1355.0395 | 2513.308 | 200.2404 | 10799.3708 | 33098.3613 | 24.8278 | 356.7479 | 1.0419 | 11281.2501 | 4260.546 | 386.247 | 8758.3804 | 8038.4309
QLD1 | USE & DSP | 0.052031 | 0.060702 | 0.061004 | 1986.8422 | 19163.3559 | 19839.0259 | 0.065995 | 47699.0275 | 7.6995 | 0.065697 | 4260.331 | 23.8855 | 144.9807 | 2856.8186 | 27.6097 | 1186.0535 | 9458.4179 | 6.6052 | 1624.4407 | 0.069758 | 1312.2351 | 2787.9496 | 4007.1427 | 6814.6531 | 1328.7587
VIC1 | USE & DSP | 0.073068 | 11638.752 | 0.072951 | 1751.0547 | 24.0938 | 2516.5226 | 177.3418 | 4226.923 | 0.073179 | 0.072833 | 0.07269 | 455.1145 | 0.073636 | 155.7675 | 589.0945 | 0.075053 | 723.3169 | 0.076634 | 5323.6519 | 0.37772 | 5243.2916 | 403.5054 | 4265.4637 | 2223.0255 | 560.8377
SA1 | USE & DSP | 0.062869 | 0.061436 | 823.1708 | 0.062618 | 27.7773 | 193.0807 | 188.1831 | 445.8406 | 0.062634 | 0.06221 | 0.062275 | 508.3337 | 0.063232 | 195.6079 | 656.5151 | 72.0699 | 8027.7164 | 0.06607 | 610.258 | 119.4886 | 709.9346 | 18.9402 | 858.0308 | 1246.8792 | 608.5161
TAS1 | USE & DSP | 0.048503 | 0.046454 | 0.048062 | 0.04824 | 0.047643 | 0.047847 | 0.047992 | 0.047702 | 0.048315 | 0.048473 | 0.046375 | 0.04857 | 0.048813 | 0.047663 | 0.048456 | 0.048361 | 36.9305 | 0.04955 | 54.7523 | 0.047477 | 65.5921 | 0.04979 | 76.2004 | 170.1874 | 0.047324
NEM | Total | 3.0637 | 11639.3339 | 76672.2219 | 32647.6895 | 84270.6472 | 30826.6239 | 410.197 | 80076.1123 | 8.2994 | 12617.9605 | 4260.9248 | 1125.0691 | 1500.2059 | 5721.5497 | 1473.5081 | 12057.6175 | 51344.7431 | 31.6253 | 7969.8508 | 121.0254 | 18612.3034 | 7470.991 | 9593.0847 | 19213.1257 | 10536.5907