## Overview of the model
HumeLink RIT-T PACR economic assessment results
Legend applied throughout the model
Table Row Name
Input Cell
Calculation cell
Parameter Cell
Output Cell

## General inputs
General parameter and option descriptions
General parameters
Parameter | Unit | Value
First year of analysis | Year | 2022
Discount year | Year | 2021
Base year for TransGrid inputs | Year | 2020
Base year for EY inputs | Year | 2019
Analysis period | Years | 25
Option descriptions
Option name | Short description
Base case | No augmentation
Option 1A | Maragle-Bannaby: Two new 330kV high capacity transmission lines, switchgear and PST
Option 1B | Maragle-Bannaby: Two new 500kV transmission lines operated at 330kV, switchgear and PST
Option 1C | Maragle-Bannaby: Two new 500kV transmission lines, tie transformers and swtichgears
Option 2B | Maragle-Wagga-Bannaby: Four new 500 kV transmission lines operated at 330 kV, switchgear and phase shifting transformers
Option 2C | Maragle-Wagga-Bannaby: Four new 500kV transmission lines, tie transformers and switchgear
Option 3B | Maragle-Bannaby-Wagga-Maragle: Three new 500 kV transmission lines operated at 330 kV, switchgear and phase shifting transformer
Option 3C | Maragle-Bannaby-Wagga-Maragle: Three new 500 kV transmission lines, tie transformers and switchgear
Note on tabs |  |  | Cost and benefit categories
Tab | Short description |  | Cost categories
General inputs | Date and period inputs, option descriptions |  | Capital costs
CBA inputs | Cost and benefit inputs |  | Operating and maintenance costs
Escalation inputs | Escalation factor workings for costs and benefit inputs
Pos charts | Positioning assessment charts |  | Benefit categories
Pos charts tab | Positioning assessment chart tables |  | Avoided involuntary load shedding
Pos Central | Calculation for central positioning assessment |  | Avoided unrelated TNSP expenditure
Pos Step | Calculation for step positioning assessment |  | Avoided fuel consumption from generation dispatch
Pos Slow | Calculation for slow positioning assessment |  | Avoided voluntary load curtailment
Pos Fast | Calculation for fast positioning assessment |  | Avoided costs for non RIT-T proponent parties
Pos Weighted | Calculation for weighted positioning assessment |  | Competition benefits
RIT-T charts | RIT-T assessment charts
RIT-T Chart tables | RIT-T assessment chart tables
RIT-T Central | Calculation for central RIT-T assessment
RIT-T Step | Calculation for step RIT-T assessment
RIT-T Slow | Calculation for slow RIT-T assessment
RIT-T Fast | Calculation for fast RIT-T assessment
RIT-T Weighted | Calculation for weighted RIT-T assessment

## CBA inputs
CBA inputs
Capital costs
Option name | Capex component | Amount | Start year | End year | Commission year | Asset life | Annual depreciation | Annual opex (0.005)
Option 1A | Lines | 889870894.2182 | 2025 | 2027 | 2027 | 50 | 17797417.8844 | 4449354.4711
Option 1A | Substation | 555550061.3447 | 2025 | 2027 | 2027 | 40 | 13888751.5336 | 2777750.3067
Option 1B | Lines | 1407109050.2159 | 2025 | 2027 | 2027 | 50 | 28142181.0043 | 7035545.2511
Option 1B | Substation | 550834698.8434 | 2025 | 2027 | 2027 | 40 | 13770867.4711 | 2754173.4942
Option 1C | Lines | 1411002211.4781 | 2025 | 2027 | 2027 | 50 | 28220044.2296 | 7055011.0574
Option 1C | Substation | 289269037.5811 | 2025 | 2027 | 2027 | 40 | 7231725.9395 | 1446345.1879
Option 2B | Lines | 1999271276.77 | 2025 | 2027 | 2027 | 50 | 39985425.5354 | 9996356.3839
Option 2B | Substation | 1102579548.0605 | 2025 | 2027 | 2027 | 40 | 27564488.7015 | 5512897.7403
Option 2C | Lines | 1932701242.4838 | 2025 | 2027 | 2027 | 50 | 38654024.8497 | 9663506.2124
Option 2C | Substation | 611210757.5162 | 2025 | 2027 | 2027 | 40 | 15280268.9379 | 3056053.7876
Option 3B | Lines | 1794468095.9438 | 2025 | 2027 | 2027 | 50 | 35889361.9189 | 8972340.4797
Option 3B | Substation | 727073760.7555 | 2025 | 2027 | 2027 | 40 | 18176844.0189 | 3635368.8038
Option 3C | Lines | 1795790890.6671 | 2025 | 2027 | 2027 | 50 | 35915817.8133 | 8978954.4533
Option 3C | Substation | 547430759.9722 | 2025 | 2027 | 2027 | 40 | 13685768.9993 | 2737153.7999
Option 1A | BioCosts - Lines | 1036821143.4907 | 2025 | 2027 | 2027 | 50 | 20736422.8698
Option 1A | BioCosts - Substation | 7757900.9464 | 2025 | 2027 | 2027 | 40 | 193947.5237
Option 1B | BioCosts - Lines | 1294303083.9069 | 2025 | 2027 | 2027 | 50 | 25886061.6781
Option 1B | BioCosts - Substation | 7753167.0338 | 2025 | 2027 | 2027 | 40 | 193829.1758
Option 1C | BioCosts - Lines | 1294347642.7196 | 2025 | 2027 | 2027 | 50 | 25886952.8544
Option 1C | BioCosts - Substation | 24381108.2212 | 2025 | 2027 | 2027 | 40 | 609527.7055
Option 2B | BioCosts - Lines | 1129153994.1809 | 2025 | 2027 | 2027 | 50 | 22583079.8836
Option 2B | BioCosts - Substation | 4995180.9885 | 2025 | 2027 | 2027 | 40 | 124879.5247
Option 2C | BioCosts - Lines | 786646677.5162 | 2025 | 2027 | 2027 | 50 | 15732933.5503
Option 2C | BioCosts - Substation | 16441322.4838 | 2025 | 2027 | 2027 | 40 | 411033.0621
Option 3B | BioCosts - Lines | 1193588523.7213 | 2025 | 2027 | 2027 | 50 | 23871770.4744
Option 3B | BioCosts - Substation | 8869619.5795 | 2025 | 2027 | 2027 | 40 | 221740.4895
Option 3C | BioCosts - Lines | 893734554.404 | 2025 | 2027 | 2027 | 50 | 17874691.0881
Option 3C | BioCosts - Substation | 29043794.9566 | 2025 | 2027 | 2027 | 40 | 726094.8739
Operating and maintenance costs |  |  |  | 2022 | 2023 | 2024 | 2025 | 2026 | 2027 | 2028 | 2029 | 2030 | 2031 | 2032 | 2033 | 2034 | 2035 | 2036 | 2037 | 2038 | 2039 | 2040 | 2041 | 2042 | 2043 | 2044 | 2045 | 2046
Option |  |  | Unit | FY2021/22 | FY2022/23 | FY2023/24 | FY2024/25 | FY2025/26 | FY2026/27 | FY2027/28 | FY2028/29 | FY2029/30 | FY2030/31 | FY2031/32 | FY2032/33 | FY2033/34 | FY2034/35 | FY2035/36 | FY2036/37 | FY2037/38 | FY2038/39 | FY2039/40 | FY2040/41 | FY2041/42 | FY2042/43 | FY2043/44 | FY2044/45 | FY2045/46
Base case |  |  | $
Option 1A |  |  | $ | 0 | 0 | 0 | 0 | 0 | 7227104.7778 | 7227104.7778 | 7227104.7778 | 7227104.7778 | 7227104.7778 | 7227104.7778 | 7227104.7778 | 7227104.7778 | 7227104.7778 | 7227104.7778 | 7227104.7778 | 7227104.7778 | 7227104.7778 | 7227104.7778 | 7227104.7778 | 7227104.7778 | 7227104.7778 | 7227104.7778 | 7227104.7778 | 7227104.7778
Option 1B |  |  | $ | 0 | 0 | 0 | 0 | 0 | 9789718.7453 | 9789718.7453 | 9789718.7453 | 9789718.7453 | 9789718.7453 | 9789718.7453 | 9789718.7453 | 9789718.7453 | 9789718.7453 | 9789718.7453 | 9789718.7453 | 9789718.7453 | 9789718.7453 | 9789718.7453 | 9789718.7453 | 9789718.7453 | 9789718.7453 | 9789718.7453 | 9789718.7453 | 9789718.7453
Option 1C |  |  | $ | 0 | 0 | 0 | 0 | 0 | 8501356.2453 | 8501356.2453 | 8501356.2453 | 8501356.2453 | 8501356.2453 | 8501356.2453 | 8501356.2453 | 8501356.2453 | 8501356.2453 | 8501356.2453 | 8501356.2453 | 8501356.2453 | 8501356.2453 | 8501356.2453 | 8501356.2453 | 8501356.2453 | 8501356.2453 | 8501356.2453 | 8501356.2453 | 8501356.2453
Option 2B |  |  | $ | 0 | 0 | 0 | 0 | 0 | 15509254.1242 | 15509254.1242 | 15509254.1242 | 15509254.1242 | 15509254.1242 | 15509254.1242 | 15509254.1242 | 15509254.1242 | 15509254.1242 | 15509254.1242 | 15509254.1242 | 15509254.1242 | 15509254.1242 | 15509254.1242 | 15509254.1242 | 15509254.1242 | 15509254.1242 | 15509254.1242 | 15509254.1242 | 15509254.1242
Option 2C |  |  | $ | 0 | 0 | 0 | 0 | 0 | 12719560 | 12719560 | 12719560 | 12719560 | 12719560 | 12719560 | 12719560 | 12719560 | 12719560 | 12719560 | 12719560 | 12719560 | 12719560 | 12719560 | 12719560 | 12719560 | 12719560 | 12719560 | 12719560 | 12719560
Option 3B |  |  | $ | 0 | 0 | 0 | 0 | 0 | 12607709.2835 | 12607709.2835 | 12607709.2835 | 12607709.2835 | 12607709.2835 | 12607709.2835 | 12607709.2835 | 12607709.2835 | 12607709.2835 | 12607709.2835 | 12607709.2835 | 12607709.2835 | 12607709.2835 | 12607709.2835 | 12607709.2835 | 12607709.2835 | 12607709.2835 | 12607709.2835 | 12607709.2835 | 12607709.2835
Option 3C |  |  | $ | 0 | 0 | 0 | 0 | 0 | 11716108.2532 | 11716108.2532 | 11716108.2532 | 11716108.2532 | 11716108.2532 | 11716108.2532 | 11716108.2532 | 11716108.2532 | 11716108.2532 | 11716108.2532 | 11716108.2532 | 11716108.2532 | 11716108.2532 | 11716108.2532 | 11716108.2532 | 11716108.2532 | 11716108.2532 | 11716108.2532 | 11716108.2532 | 11716108.2532
Benefit inputs
Avoided involuntary load shedding |  |  |  | 2022 | 2023 | 2024 | 2025 | 2026 | 2027 | 2028 | 2029 | 2030 | 2031 | 2032 | 2033 | 2034 | 2035 | 2036 | 2037 | 2038 | 2039 | 2040 | 2041 | 2042 | 2043 | 2044 | 2045 | 2046
Option name | S1 | Central | Unit | FY2021/22 | FY2022/23 | FY2023/24 | FY2024/25 | FY2025/26 | FY2026/27 | FY2027/28 | FY2028/29 | FY2029/30 | FY2030/31 | FY2031/32 | FY2032/33 | FY2033/34 | FY2034/35 | FY2035/36 | FY2036/37 | FY2037/38 | FY2038/39 | FY2039/40 | FY2040/41 | FY2041/42 | FY2042/43 | FY2043/44 | FY2044/45 | FY2045/46
Base case |  |  | $ | 357.1846 | 2778243.4044 | 71052515.418 | 25939595.8656 | 72200250.0778 | 32948734.1875 | 503.1036 | 83331116.0476 | 560.4571 | 6536401.794 | 860.3386 | 664.2397 | 704.3006 | 746.9511 | 13912539.8252 | 837.2792 | 13850349.9942 | 938.2006 | 995.2367 | 1055.7923 | 1114.2338 | 5412164.3583 | 1256.3473 | 6145771.4305 | 1402.0883
Option 1A |  |  | $ | 423.3355 | 2778265.9237 | 72454133.2846 | 26541787.4783 | 72385810.379 | 26966608.6733 | 596.7783 | 76979829.4192 | 664.9356 | 7299840.4227 | 832.8003 | 788.1502 | 835.7635 | 886.4305 | 16156612.3155 | 993.6645 | 30894134.2431 | 1113.5254 | 1181.251 | 1253.207 | 1322.5686 | 1426.1666 | 1491.3874 | 19902418.221 | 1664.4746
Option 1B |  |  | $ | 137.5825 | 2778200.6777 | 72454662.1696 | 26541907.373 | 72407127.8585 | 27419088.09 | 193.7905 | 74851489.003 | 215.9026 | 8252278.6924 | 287.9114 | 255.8469 | 271.2926 | 287.7372 | 9951136.3395 | 322.4598 | 34669338.582 | 361.4022 | 383.3299 | 406.6807 | 429.1961 | 465.7205 | 483.973 | 11494654.1026 | 540.072
Option 1C |  |  | $ | 56.5456 | 2778166.6245 | 72454797.6734 | 26541936.6331 | 72390723.6796 | 28380854.9002 | 79.6968 | 91475825.8091 | 88.7961 | 8079528.4289 | 110.7247 | 105.2416 | 111.5996 | 118.3704 | 9908688.543 | 132.6672 | 34665782.2404 | 148.6958 | 157.7253 | 167.3371 | 176.6099 | 189.8151 | 199.1621 | 11516280.7576 | 222.2625
Option 2B |  |  | $ | 369.9982 | 2778254.3715 | 72454206.0132 | 26541803.4888 | 73055167.4697 | 28210593.9262 | 521.5832 | 78517317.8791 | 581.1304 | 12324141.6365 | 3288058.0451 | 688.7858 | 730.3851 | 774.6931 | 820.8552 | 868.2596 | 47145897.8796 | 973.1477 | 3058677.2964 | 1095.1209 | 1155.875 | 1240.2591 | 1303.4147 | 14753956.1398 | 1454.5602
Option 2C |  |  | $ | 100.9077 | 2778182.6429 | 72454712.8204 | 26541918.6051 | 77518719.9151 | 27253417.9303 | 142.2442 | 93835770.6852 | 158.4834 | 13388832.9718 | 2943287.2941 | 187.8396 | 199.183 | 211.2662 | 223.853 | 236.7806 | 47187933.298 | 265.3843 | 3127899.1783 | 298.6486 | 315.2144 | 339.2677 | 355.4511 | 14637181.0031 | 396.6716
Option 3B |  |  | $ | 114.7066 | 2778189.2694 | 72454667.8831 | 26541898.11 | 72953326.062 | 27853624.0143 | 161.6672 | 80063312.9867 | 180.118 | 11712632.8267 | 3575867.2554 | 213.4765 | 226.3666 | 240.0935 | 254.3928 | 269.0775 | 46389125.1033 | 301.5744 | 2413370.3102 | 339.3681 | 358.1755 | 387.3966 | 403.8915 | 11243800.708 | 450.7118
Option 3C |  |  | $ | 132.0299 | 2778195.4861 | 72454679.3387 | 26541914.14 | 79467223.0624 | 27057548.5353 | 186.1554 | 93647237.465 | 207.4148 | 14041024.2038 | 2862388.28 | 245.8474 | 260.6975 | 276.5124 | 292.9817 | 309.9006 | 46366636.8572 | 347.337 | 2241369.0197 | 390.8831 | 412.5458 | 448.1413 | 465.2159 | 11158438.5887 | 519.1663
Option name | S2 | Step | Unit | FY2021/22 | FY2022/23 | FY2023/24 | FY2024/25 | FY2025/26 | FY2026/27 | FY2027/28 | FY2028/29 | FY2029/30 | FY2030/31 | FY2031/32 | FY2032/33 | FY2033/34 | FY2034/35 | FY2035/36 | FY2036/37 | FY2037/38 | FY2038/39 | FY2039/40 | FY2040/41 | FY2041/42 | FY2042/43 | FY2043/44 | FY2044/45 | FY2045/46
Base case |  |  | $ | 66633835.0653 | 36355785.2472 | 92348749.8196 | 47972230.6632 | 64869181.2141 | 365.6713 | 387.2126 | 407.3338 | 430.0379 | 454.5631 | 485.4491 | 506.1098 | 538.7688 | 574.9899 | 608.1309 | 642.7277 | 682.8615 | 723.6317 | 769.5999 | 816.0434 | 861.6762 | 918.0123 | 980.4595 | 1032.3039 | 1094.8253
Option 1A |  |  | $ | 66633330.2436 | 36355874.492 | 92349015.0616 | 47915687.3847 | 69915752.218 | 117.1318 | 124.0473 | 130.524 | 137.8555 | 145.6881 | 155.5755 | 162.2148 | 172.7247 | 184.3627 | 194.9101 | 206.0279 | 219.0596 | 232.1754 | 246.9116 | 261.8752 | 276.6099 | 294.8461 | 315.0962 | 331.6141 | 351.7799
Option 1B |  |  | $ | 66634698.6073 | 36355679.0886 | 92348502.2054 | 47411072.1353 | 75696312.1138 | 730.4337 | 773.5718 | 813.4574 | 858.652 | 907.6435 | 969.4528 | 1010.2338 | 1075.5016 | 1147.5782 | 1214.039 | 1282.9734 | 1362.341 | 1442.8199 | 1534.5364 | 1627.4026 | 1717.8726 | 1828.8857 | 1952.3678 | 2057.3337 | 2181.378
Option 1C |  |  | $ | 66634315.103 | 36355759.7046 | 92348662.7682 | 48138200.691 | 75394896.0014 | 572.2082 | 605.9913 | 637.2644 | 672.7405 | 711.0835 | 759.4875 | 791.4556 | 842.6311 | 899.151 | 951.0864 | 1005.1446 | 1067.4769 | 1130.7531 | 1202.5443 | 1275.3724 | 1346.5075 | 1433.7263 | 1530.7172 | 1612.6322 | 1710.0022
Option 2B |  |  | $ | 66634851.8704 | 36355565.4818 | 92348427.8908 | 48128232.6744 | 71976996.4753 | 725.3071 | 768.14 | 807.7566 | 852.6556 | 901.2964 | 962.667 | 1003.1887 | 1067.9636 | 1139.5227 | 1205.3046 | 1274.0105 | 1352.689 | 1432.4402 | 1523.5133 | 1615.7351 | 1705.6436 | 1815.4792 | 1937.7025 | 2042.3011 | 2165.1759
Option 2C |  |  | $ | 66635409.3092 | 36355505.2805 | 92348231.696 | 48411287.524 | 70234817.97 | 964.4373 | 1021.4128 | 1073.9051 | 1133.3914 | 1198.1064 | 1279.777 | 1333.4302 | 1419.4594 | 1514.4005 | 1602.2636 | 1693.5663 | 1797.4422 | 1903.2796 | 2024.366 | 2146.9309 | 2265.9908 | 2411.4211 | 2573.1712 | 2712.6582 | 2875.7545
Option 3B |  |  | $ | 66634851.8022 | 36355576.7531 | 92348441.3912 | 47230028.1131 | 70959888.3453 | 719.1666 | 761.6325 | 800.8276 | 845.2346 | 893.4696 | 954.355 | 994.385 | 1058.5769 | 1129.3964 | 1194.8414 | 1262.9043 | 1340.48 | 1419.4749 | 1509.7747 | 1601.1717 | 1690.0579 | 1798.659 | 1919.4435 | 2023.3351 | 2144.9478
Option 3C |  |  | $ | 66634476.2036 | 36355618.0828 | 92348574.8735 | 48413016.8283 | 75477728.2916 | 547.1654 | 579.4228 | 609.691 | 643.9613 | 680.5549 | 726.6918 | 757.774 | 806.8278 | 861.1698 | 910.0088 | 961.9549 | 1022.8272 | 1083.5279 | 1152.1162 | 1221.7186 | 1290.4494 | 1374.8501 | 1468.558 | 1546.8216 | 1640.5256
Option name | S3 | Slow | Unit | FY2021/22 | FY2022/23 | FY2023/24 | FY2024/25 | FY2025/26 | FY2026/27 | FY2027/28 | FY2028/29 | FY2029/30 | FY2030/31 | FY2031/32 | FY2032/33 | FY2033/34 | FY2034/35 | FY2035/36 | FY2036/37 | FY2037/38 | FY2038/39 | FY2039/40 | FY2040/41 | FY2041/42 | FY2042/43 | FY2043/44 | FY2044/45 | FY2045/46
Base case |  |  | $ | 294.6187 | 311.862 | 15743804.2136 | 349.6406 | 5077832.3032 | 391.3113 | 415.5647 | 437.383 | 463.0854 | 489.7099 | 521.621 | 14623410.5567 | 581.3108 | 617.1771 | 127929796.1194 | 10223800.3565 | 64355367.0571 | 34140209.2808 | 57633857.9 | 7220707.1598 | 78036941.6198 | 131003942.498 | 32533966.788 | 5781527.9744 | 20902722.2573
Option 1A |  |  | $ | 318.1215 | 336.6956 | 15743820.7854 | 377.4864 | 5077901.775 | 422.4668 | 448.6542 | 472.2066 | 499.9395 | 528.667 | 563.1007 | 374679.1244 | 627.5273 | 666.2371 | 67222874.2206 | 5217993.3383 | 51422792.6597 | 34604927.2883 | 27147423.0137 | 389282.7906 | 80772533.2509 | 62278662.9852 | 37982184.3503 | 1201.394 | 8553493.864
Option 1B |  |  | $ | 103.8084 | 109.9012 | 15743708.6541 | 123.2154 | 5077852.0983 | 137.9052 | 146.4564 | 154.1471 | 163.2087 | 172.5965 | 183.844 | 193.2219 | 204.8829 | 217.5249 | 29310666.6102 | 4197868.2611 | 42444759.1625 | 29345008.8272 | 16568819.4221 | 308.987 | 79607213.2158 | 53665390.1066 | 27890177.7644 | 386.5177 | 8705540.5715
Option 1C |  |  | $ | 71.9903 | 76.1948 | 15743690.5851 | 85.4261 | 5077852.7566 | 95.6021 | 101.5274 | 106.857 | 113.1312 | 119.6316 | 127.4202 | 133.9156 | 141.9955 | 150.7523 | 29316004.7879 | 4180026.7755 | 41791329.0407 | 28704722.6118 | 16607493.4961 | 212.9513 | 79717134.8928 | 53824424.8847 | 28514379.7396 | 269.3801 | 8709284.781
Option 2B |  |  | $ | 468.6076 | 496.0939 | 15743916.25 | 556.1983 | 5077997.2367 | 622.5162 | 661.1204 | 695.8348 | 736.7352 | 779.1061 | 829.8702 | 291604.5342 | 924.8367 | 981.8976 | 28897508.3409 | 4365313.7921 | 46210250.8919 | 28420606.9347 | 16726453.9283 | 1395.9714 | 79709413.8767 | 57610963.3611 | 29157710.5147 | 1766.8876 | 8651403.1429
Option 2C |  |  | $ | 159.788 | 169.1951 | 15743730.7455 | 189.6936 | 5077847.149 | 212.3237 | 225.4948 | 237.3381 | 251.3017 | 265.7641 | 283.097 | 297.5349 | 315.5074 | 334.9846 | 28908840.6778 | 4399533.5906 | 43492127.0912 | 27097619.4857 | 16725238.8873 | 473.3889 | 80070463.782 | 57976220.1157 | 28707394.6449 | 596.8396 | 8648397.3112
Option 3B |  |  | $ | 255.5474 | 270.5789 | 15743780.1415 | 303.3591 | 5077865.9954 | 339.5438 | 360.6046 | 379.5429 | 401.8689 | 424.9944 | 452.7078 | 475.8088 | 504.5395 | 535.6776 | 29158250.9795 | 4429239.9651 | 45944935.45 | 30981544.3563 | 16752799.542 | 762.0552 | 79862022.9923 | 57570384.5162 | 28022581.2286 | 954.2436 | 8643685.0627
Option 3C |  |  | $ | 342.3468 | 362.3572 | 15743839.3632 | 406.2481 | 5077934.6971 | 454.6617 | 482.8436 | 508.1889 | 538.0351 | 568.9542 | 606.0091 | 636.8991 | 675.3339 | 716.9871 | 29175497.981 | 4398867.5552 | 43225076.5945 | 29503601.2316 | 16784632.819 | 1022.2606 | 80141606.2023 | 58090614.0442 | 28297725.6867 | 1282.6578 | 8650350.7054
Option name | S4 | Fast | Unit | FY2021/22 | FY2022/23 | FY2023/24 | FY2024/25 | FY2025/26 | FY2026/27 | FY2027/28 | FY2028/29 | FY2029/30 | FY2030/31 | FY2031/32 | FY2032/33 | FY2033/34 | FY2034/35 | FY2035/36 | FY2036/37 | FY2037/38 | FY2038/39 | FY2039/40 | FY2040/41 | FY2041/42 | FY2042/43 | FY2043/44 | FY2044/45 | FY2045/46
Base case |  |  | $ | 162.494 | 414711.3083 | 70181547.1065 | 36710348.6558 | 69070779.7287 | 39914590.9803 | 1683157.3875 | 34306975.0107 | 9895708.2435 | 29043095.5276 | 288.134 | 302.8241 | 321.3205 | 340.7526 | 360.806 | 381.4458 | 35891959.9387 | 427.4669 | 453.0319 | 480.4698 | 506.2737 | 536.5171 | 571.068 | 2063382.6891 | 636.3551
Option 1A |  |  | $ | 480.3364 | 414960.6112 | 74264049.1484 | 35784558.0483 | 70170163.6927 | 29498306.1281 | 675.6174 | 33401462.1269 | 3045006.2599 | 26503749.9168 | 851.465 | 894.8371 | 949.5297 | 1006.9895 | 1066.0582 | 1127.1516 | 92855142.3029 | 1263.1809 | 1338.6787 | 1419.7214 | 1495.9167 | 1585.2727 | 1687.4464 | 10231936.9048 | 1880.062
Option 1B |  |  | $ | 94.572 | 414659.2495 | 74785140.7651 | 35880259.0836 | 70342781.2364 | 28349435.5839 | 132.9495 | 33048570.3225 | 2954774.3693 | 10252257.954 | 167.5626 | 176.1231 | 186.8885 | 198.2006 | 209.8255 | 221.8305 | 63691324.2903 | 248.7081 | 263.523 | 279.5094 | 294.5507 | 312.2135 | 332.4104 | 10929322.8074 | 370.2109
Option 1C |  |  | $ | 164.1561 | 414716.3842 | 74643971.2909 | 35933213.5572 | 70293944.8829 | 25562189.8082 | 230.9084 | 38229024.5319 | 2583139.0391 | 10011671.4378 | 290.9965 | 305.8114 | 324.499 | 344.1255 | 364.3046 | 385.1377 | 63596089.1916 | 431.6699 | 457.4149 | 485.1576 | 511.1936 | 541.6738 | 576.6453 | 10812041.9416 | 642.3925
Option 2B |  |  | $ | 429.7447 | 414925.9956 | 73694197.2843 | 35406807.9605 | 70274022.2833 | 30633931.0045 | 604.5072 | 31162472.741 | 4392599.3369 | 28511868.1335 | 761.8091 | 800.6125 | 849.5319 | 900.9412 | 953.74 | 1008.2555 | 39262426.7347 | 1130.1409 | 1197.546 | 1270.1375 | 1338.4316 | 1418.1152 | 1509.8823 | 13204266.2371 | 1681.9589
Option 2C |  |  | $ | 387.619 | 414889.1552 | 73169347.7438 | 35634000.2354 | 70069091.2376 | 30642380.4949 | 545.2236 | 34547233.2056 | 3097167.3571 | 27352357.6699 | 687.0901 | 722.0865 | 766.2039 | 812.5687 | 860.1778 | 909.3438 | 42514377.818 | 1019.2599 | 1080.0452 | 1145.5056 | 1207.0944 | 1278.9535 | 1361.7111 | 13183746.7635 | 1516.8783
Option 3B |  |  | $ | 296.249 | 414848.3345 | 74381292.724 | 35127757.8562 | 70430347.4313 | 30700940.3941 | 416.7771 | 31387909.2908 | 4481254.7618 | 26585230.1238 | 525.2392 | 551.9824 | 585.7123 | 621.154 | 657.5773 | 695.1883 | 60060321.1347 | 779.1869 | 825.67 | 875.7347 | 922.8211 | 977.7615 | 1041.0417 | 13205243.1139 | 1159.7159
Option 3C |  |  | $ | 263.7065 | 414783.0623 | 73694893.895 | 35417622.7594 | 70096586.3997 | 30770287.3604 | 371.0133 | 34547468.1851 | 3067872.1027 | 20471311.6432 | 467.5688 | 491.387 | 521.411 | 552.9662 | 585.4031 | 618.8953 | 62625950.5235 | 693.6715 | 735.0756 | 779.6314 | 821.5781 | 870.4717 | 926.8159 | 13351928.0349 | 1032.4932
Avoided unrelated TNSP expenditure |  |  |  | 2022 | 2023 | 2024 | 2025 | 2026 | 2027 | 2028 | 2029 | 2030 | 2031 | 2032 | 2033 | 2034 | 2035 | 2036 | 2037 | 2038 | 2039 | 2040 | 2041 | 2042 | 2043 | 2044 | 2045 | 2046
Option name | S1 | Central | Unit | FY2021/22 | FY2022/23 | FY2023/24 | FY2024/25 | FY2025/26 | FY2026/27 | FY2027/28 | FY2028/29 | FY2029/30 | FY2030/31 | FY2031/32 | FY2032/33 | FY2033/34 | FY2034/35 | FY2035/36 | FY2036/37 | FY2037/38 | FY2038/39 | FY2039/40 | FY2040/41 | FY2041/42 | FY2042/43 | FY2043/44 | FY2044/45 | FY2045/46
Base case |  |  | $ | 647.4775 | 3212.6492 | 474.1119 | 337.708 | 629.3731 | 831.6969 | 469.8593 | 2291.0058 | 660063095.4462 | 121.9827 | 133.1775 | 561.416 | 195.6789 | 428.2174 | 395893674.2658 | 441.317 | 1205287690.2303 | 114904194.6621 | 7832202.5787 | 217.8674 | 57976800.6844 | 249995904.7738 | 6096194.8068 | 147937908.1242 | 101585287.0165
Option 1A |  |  | $ | 727.5563 | 3848.1341 | 554.651 | 414.6732 | 807.0181 | 1231.7166 | 414.1146 | 2624.1544 | 665239845.438 | 117.3554 | 104.6699 | 579.5156 | 223.8482 | 611.6912 | 187617696.2776 | 1951.5212 | 1049773123.6871 | 116562168.2126 | 531522.3729 | 304.7213 | 48811801.2751 | 307135445.5083 | 6162779.9545 | 49637797.3198 | 156082202.8637
Option 1B |  |  | $ | 239.9645 | 1254.1739 | 183.4164 | 126.2395 | 260.9417 | 388.1945 | 133.6801 | 847.3616 | 645264603.6124 | 45.2348 | 48.6923 | 192.4271 | 79.6797 | 233.7394 | 150596414.4401 | 324.1117 | 883444608.3888 | 148362498.3849 | 147.387 | 103.8382 | 60003723.0983 | 325551344.4829 | 12900502.8354 | 9201744.829 | 148651196.6926
Option 1C |  |  | $ | 97.5492 | 511.3628 | 77.1886 | 51.9139 | 106.5759 | 166.7487 | 51.5088 | 367.7989 | 647185814.4743 | 11.5007 | 11.9961 | 62.6908 | 27.4196 | 89.2915 | 150708902.3689 | 75.683 | 884225050.923 | 148194847.3315 | 49.7749 | 32.8349 | 59928370.9869 | 325030044.3093 | 12907748.12 | 8969119.7275 | 148685352.3272
Option 2B |  |  | $ | 684.8601 | 3128.4752 | 459.3653 | 338.4248 | 577.9689 | 970.7675 | 414.4686 | 2359.2422 | 395041031.8212 | 140.532 | 129.3799 | 511.6453 | 201.2581 | 509.0981 | 174041596.3425 | 1038.9661 | 944587256.1826 | 108709325.2074 | 233.217 | 218.7543 | 65129092.2081 | 288595600.2088 | 21899232.8319 | 12959439.2948 | 146000333.8432
Option 2C |  |  | $ | 174.1002 | 871.5932 | 126.5269 | 89.2852 | 150.7115 | 279.2862 | 101.6153 | 639.3175 | 392564068.701 | 36.1878 | 29.1966 | 141.5925 | 61.321 | 152.5616 | 172901674.4252 | 292.8173 | 943752174.4334 | 108697403.1796 | 67.6807 | 62.7119 | 65249475.704 | 289397227.7331 | 21990499.2485 | 12965496.3723 | 146425965.3662
Option 3B |  |  | $ | 200.7593 | 992.0965 | 148.5669 | 91.2567 | 178.266 | 291.1184 | 135.815 | 678.3927 | 432164168.805 | 58.4899 | 51.2034 | 174.4419 | 71.1189 | 171.5989 | 130953724.9616 | 326.8034 | 956444785.812 | 109425223.8076 | 230.6116 | 82.55 | 71082711.6635 | 292915064.7278 | 17531500.2522 | 15537255.3659 | 146798627.1377
Option 3C |  |  | $ | 229.2638 | 1114.5939 | 174.3431 | 111.2849 | 209.6991 | 358.9305 | 137.9668 | 801.6543 | 422095913.5872 | 59.1619 | 51.3761 | 209.5282 | 92.3094 | 205.1245 | 130095177.1899 | 391.4657 | 952993267.9205 | 109108633.693 | 320.3257 | 101.7385 | 71215581.4011 | 296562898.8701 | 17156253.9746 | 16791624.0578 | 146520471.4645
Option name | S2 | Step | Unit | FY2021/22 | FY2022/23 | FY2023/24 | FY2024/25 | FY2025/26 | FY2026/27 | FY2027/28 | FY2028/29 | FY2029/30 | FY2030/31 | FY2031/32 | FY2032/33 | FY2033/34 | FY2034/35 | FY2035/36 | FY2036/37 | FY2037/38 | FY2038/39 | FY2039/40 | FY2040/41 | FY2041/42 | FY2042/43 | FY2043/44 | FY2044/45 | FY2045/46
Base case |  |  | $ | 664.936 | 2673.2484 | 395.4723 | 825.3449 | 1356.6126 | 364816190.3217 | 116198804.101 | 712980389.8751 | 369222524.8146 | 87361287.0099 | 124741842.8486 | 466397204.6102 | 327474666.5636 | 13202208.3375 | 2283322756.279 | 985.7589 | 2295840568.4491 | 123194137.4093 | 156694482.0113 | 132409114.4487 | 670599650.4254 | 992705948.1163 | 494827982.2541 | 23945035.843 | 17821125.8933
Option 1A |  |  | $ | 210.2109 | 836.912 | 129.2839 | 254.6118 | 435.4831 | 364818619.4323 | 88416049.6492 | 665337116.3572 | 405441084.3077 | 89628586.9865 | 96439192.0536 | 421343809.5682 | 334312579.7774 | 541.6251 | 1086054574.6734 | 733569691.8154 | 2550570449.0118 | 113005611.4602 | 198276029.4779 | 147810028.6899 | 698159899.3587 | 1098866677.8286 | 301710366.3588 | 6551181.1786 | 48024696.4269
Option 1B |  |  | $ | 1311.9015 | 5358.1721 | 906.5538 | 1853.2014 | 2669.4467 | 364814848.9483 | 88763416.2498 | 651828251.2224 | 399261920.8035 | 78674194.9815 | 118552800.6466 | 512778141.6464 | 293441543.0917 | 3076.8342 | 716909511.4348 | 1073789402.5206 | 2552592786.1956 | 103598844.2202 | 195930180.5154 | 149869510.2876 | 733783954.2657 | 714624711.2296 | 440641729.9404 | 15628781.0945 | 72933434.5763
Option 1C |  |  | $ | 1055.7695 | 4318.1821 | 647.4751 | 1365.6938 | 2135.896 | 364816351.4227 | 102524276.1259 | 686285864.8707 | 358463476.9596 | 78024682.4199 | 117401746.3216 | 504071317.1055 | 292957423.239 | 2411.3997 | 715521391.4801 | 1078084831.0536 | 2552031152.7386 | 103607283.0196 | 197237780.5524 | 149139075.6449 | 735579005.9899 | 714797817.2867 | 439399690.0938 | 15512659.3339 | 73118661.8625
Option 2B |  |  | $ | 1303.5552 | 5173.4781 | 912.2678 | 1576.2316 | 2573.6541 | 364815345.8057 | 53287028.4937 | 614231691.635 | 233863626.0796 | 86660218.7344 | 146882147.7938 | 543725578.3656 | 290884561.5529 | 2840.1286 | 542793215.5271 | 1052528518.1409 | 2627870299.5814 | 125190218.3983 | 194404883.273 | 85870458.1675 | 819875595.0876 | 603765912.0987 | 329173014.3426 | 20612947.4994 | 103836130.55
Option 2C |  |  | $ | 1788.6656 | 6821.1607 | 1083.2691 | 2016.9176 | 3598.0831 | 364813213.9234 | 56688568.1246 | 616420504.2728 | 221688554.9603 | 90882836.99 | 142905930.6147 | 542905619.7934 | 289051057.6126 | 3918.8633 | 554507134.5228 | 1046283875.9791 | 2625926075.9291 | 123983605.4825 | 195690474.1074 | 85694300.8099 | 821163417.6834 | 602346005.6787 | 330027841.329 | 20685620.5308 | 104549742.1323
Option 3B |  |  | $ | 1257.4571 | 5042.4152 | 989.1199 | 1482.1004 | 2811.6166 | 364813951.6712 | 49001208.216 | 590862404.9491 | 261564869.8655 | 84172600.6251 | 122191490.5669 | 546217542.2324 | 280081930.968 | 2836.3118 | 578852493.9591 | 1038057266.661 | 2587847806.3869 | 111714652.4961 | 186463719.4206 | 81067952.1352 | 840374343.9252 | 604471068.2005 | 336634518.5216 | 22017564.408 | 102361080.9217
Option 3C |  |  | $ | 956.2239 | 3800.845 | 610.0885 | 1093.0534 | 1902.9182 | 364815107.3797 | 52780249.1802 | 604522171.9728 | 231960042.1508 | 89695418.2054 | 125320926.906 | 540210904.1899 | 292246277.0064 | 1952.7009 | 590328263.8892 | 1028330369.8763 | 2579423901.9728 | 111112511.4089 | 189257685.8652 | 83331868.8101 | 836272068.5187 | 605570776.1227 | 338939573.223 | 22785511.7077 | 102549114.6346
Option name | S3 | Slow | Unit | FY2021/22 | FY2022/23 | FY2023/24 | FY2024/25 | FY2025/26 | FY2026/27 | FY2027/28 | FY2028/29 | FY2029/30 | FY2030/31 | FY2031/32 | FY2032/33 | FY2033/34 | FY2034/35 | FY2035/36 | FY2036/37 | FY2037/38 | FY2038/39 | FY2039/40 | FY2040/41 | FY2041/42 | FY2042/43 | FY2043/44 | FY2044/45 | FY2045/46
Base case |  |  | $ | 710.9819 | 2551.1546 | 320.6322 | 247.2707 | 324.2915 | 137.9298 | 235.071 | 190.3241 | 300.267 | 728.8894 | 192518931.3345 | 186.3726 | 96.3288 | 305.0013 | 245.1786 | 491.2184 | 590.3635 | 334.8018 | 129.0743 | 221.1584 | 355.5068 | 186.1174 | 462.8526 | 843.1635 | 50626672.3119
Option 1A |  |  | $ | 787.1786 | 2746.9078 | 343.5355 | 269.8984 | 322.837 | 174.4671 | 243.7218 | 208.7374 | 334.9305 | 764.3167 | 192515451.4568 | 207.8033 | 145.5509 | 314.6624 | 285.2677 | 365.7526 | 700.35 | 280.1634 | 195.1698 | 297.0911 | 403.9504 | 186.9258 | 635.6695 | 33675.4066 | 50609826.8535
Option 1B |  |  | $ | 251.5554 | 899.9445 | 119.9861 | 87.0353 | 103.7947 | 57.0296 | 92.1655 | 69.0953 | 103.828 | 270.6895 | 226955156.4584 | 68.9899 | 46.3163 | 117.6698 | 95.6254 | 120.7732 | 175.0109 | 140.414 | 57.8967 | 138.7523 | 145.9289 | 67.8983 | 216.7919 | 9269869.6162 | 47196701.4199
Option 1C |  |  | $ | 177.2726 | 623.9291 | 85.2894 | 61.166 | 71.5953 | 46.3699 | 54.3244 | 50.0242 | 74.9848 | 191.3236 | 233290973.9114 | 47.1939 | 32.3683 | 73.2564 | 76.3735 | 77.5661 | 120.971 | 91.6905 | 48.7761 | 93.1397 | 103.6272 | 53.1314 | 146.466 | 9212124.2936 | 47387039.1567
Option 2B |  |  | $ | 1146.9767 | 3783.5202 | 400.0418 | 388.8774 | 368.9228 | 272.6917 | 323.9311 | 311.0871 | 425.3079 | 851.7478 | 58145408.5567 | 364.8556 | 159.118 | 528.9099 | 459.2465 | 534.8492 | 874.8877 | 588.048 | 355.6444 | 552.1147 | 659.5562 | 363.4599 | 945.9907 | 9658839.2242 | 48566609.3138
Option 2C |  |  | $ | 383.6353 | 1269.0402 | 149.2421 | 107.5986 | 139.8481 | 81.4119 | 102.1665 | 74.275 | 123.6183 | 288.9729 | 70592928.8966 | 116.2333 | 57.4692 | 154.4818 | 158.8755 | 153.2928 | 275.9823 | 184.1618 | 90.6594 | 181.747 | 221.1042 | 80.2277 | 329.1255 | 9406721.4729 | 48702020.3938
Option 3B |  |  | $ | 613.8099 | 2043.7521 | 225.8762 | 177.729 | 220.2982 | 127.8712 | 146.0816 | 129.815 | 208.0608 | 457.1792 | 59130926.5162 | 165.4432 | 77.6651 | 265.1558 | 246.6141 | 253.982 | 438.6369 | 309.46 | 140.3564 | 303.8366 | 354.6247 | 134.6944 | 516.7692 | 9494368.8274 | 48684048.591
Option 3C |  |  | $ | 819.139 | 2785.1642 | 343.5771 | 238.0981 | 267.1116 | 223.8332 | 227.0244 | 185.5095 | 254.6302 | 633.5008 | 72020914.6239 | 224.2034 | 184.8692 | 358.6951 | 319.7427 | 399.5174 | 566.3238 | 492.3096 | 207.413 | 426.9952 | 479.5073 | 264.7665 | 719.0895 | 9261769.5583 | 49102237.6681
Option name | S4 | Fast | Unit | FY2021/22 | FY2022/23 | FY2023/24 | FY2024/25 | FY2025/26 | FY2026/27 | FY2027/28 | FY2028/29 | FY2029/30 | FY2030/31 | FY2031/32 | FY2032/33 | FY2033/34 | FY2034/35 | FY2035/36 | FY2036/37 | FY2037/38 | FY2038/39 | FY2039/40 | FY2040/41 | FY2041/42 | FY2042/43 | FY2043/44 | FY2044/45 | FY2045/46
Base case |  |  | $ | 290.8417 | 1520.5555 | 198.6853 | 224.5463 | 409.0852 | 309.1903 | 59.1526 | 1031.3652 | 437807613.8134 | 104.5411 | 218.0575 | 764.5094 | 70.9599 | 86341420.5026 | 684642140.0579 | 49872106.5371 | 2041482460.615 | 86225555.3709 | 1352382.7541 | 145.583 | 58817746.5197 | 377346645.0977 | 7053555.2474 | 70299994.9378 | 141944628.6889
Option 1A |  |  | $ | 920.3951 | 4590.6307 | 699.8377 | 734.1206 | 1280.7922 | 963.5148 | 339.4454 | 4463.5496 | 405596352.3961 | 278.7306 | 647.6801 | 2203.7329 | 428.9622 | 111079692.1988 | 329054927.5035 | 42022864.9834 | 1908914352.8045 | 84887105.093 | 14477399.6114 | 7214148.0826 | 119619829.0081 | 395431408.8152 | 108014796.3043 | 3508139.3993 | 160686015.4749
Option 1B |  |  | $ | 175.993 | 901.3503 | 138.4094 | 143.2307 | 244.1346 | 199.8516 | 51.5428 | 873.9155 | 417675690.7139 | 58.2731 | 128.2717 | 438.1124 | 79.3673 | 115733964.2604 | 276320781.8494 | 55612919.3901 | 1680715884.4411 | 88773531.9152 | 28394077.1869 | 22961812.1445 | 124116771.441 | 424219699.5903 | 89523883.4836 | 26091820.2617 | 124828092.6275
Option 1C |  |  | $ | 296.5548 | 1595.8958 | 238.8813 | 266.7258 | 404.4395 | 356.5369 | 123.201 | 1597.2444 | 428785780.4217 | 153.0076 | 224.0111 | 745.5959 | 151.7388 | 111604000.8355 | 278496584.1289 | 54977435.0362 | 1676375400.0108 | 91439430.0937 | 28136850.5996 | 22247296.682 | 120926521.4324 | 423982632.713 | 90494373.2973 | 26057231.6253 | 124639877.3567
Option 2B |  |  | $ | 799.4855 | 3973.9965 | 495.7691 | 569.9769 | 947.3144 | 929.7591 | 236.9115 | 3483.1697 | 212109071.5771 | 347.9105 | 577.0899 | 2141.5645 | 315.0096 | 90167608.4859 | 208056782.3745 | 26025000.9347 | 1587471003.6818 | 102739709.6102 | 23374489.4749 | 8655977.2934 | 111394701.2278 | 396397576.5712 | 109266214.4343 | 52186849.9828 | 149012607.9654
Option 2C |  |  | $ | 715.5384 | 3543.448 | 507.0025 | 508.5804 | 931.4592 | 799.3109 | 204.5711 | 3308.347 | 218937521.2207 | 273.9504 | 562.6582 | 1865.2815 | 267.5232 | 91597193.035 | 207625635.1589 | 25995424.7013 | 1590846700.1066 | 104773543.6608 | 23538190.567 | 8173900.2063 | 109326662.6088 | 396334677.4235 | 107301851.0611 | 51975655.683 | 149102262.5443
Option 3B |  |  | $ | 543.3884 | 2656.117 | 380.1462 | 425.233 | 640.6237 | 622.1852 | 145.9464 | 2335.1277 | 215860084.7143 | 175.8978 | 414.5407 | 1489.02 | 197.0679 | 96409043.9022 | 200774834.362 | 27471758.5399 | 1587736773.6392 | 101151895.4994 | 25692181.308 | 7849377.7226 | 110410427.7345 | 402722904.9037 | 89339768.4366 | 56542251.0833 | 151104125.5255
Option 3C |  |  | $ | 474.4943 | 2292.1048 | 333.7685 | 351.7053 | 583.8917 | 535.0287 | 93.7216 | 2426.4024 | 225002016.6403 | 101.5863 | 317.7423 | 1198.3779 | 123.7168 | 95941883.6736 | 203381762.1606 | 27635980.9395 | 1588885874.4182 | 103727631.0003 | 25970348.9584 | 6931331.3384 | 109976029.0955 | 402425618.9546 | 86553179.065 | 55829817.3965 | 152170233.0134
Avoided fuel consumption from generation dispatch |  |  |  | 2022 | 2023 | 2024 | 2025 | 2026 | 2027 | 2028 | 2029 | 2030 | 2031 | 2032 | 2033 | 2034 | 2035 | 2036 | 2037 | 2038 | 2039 | 2040 | 2041 | 2042 | 2043 | 2044 | 2045 | 2046
Option name | S1 | Central | Unit | FY2021/22 | FY2022/23 | FY2023/24 | FY2024/25 | FY2025/26 | FY2026/27 | FY2027/28 | FY2028/29 | FY2029/30 | FY2030/31 | FY2031/32 | FY2032/33 | FY2033/34 | FY2034/35 | FY2035/36 | FY2036/37 | FY2037/38 | FY2038/39 | FY2039/40 | FY2040/41 | FY2041/42 | FY2042/43 | FY2043/44 | FY2044/45 | FY2045/46
Base case |  |  | $ | 2434700575.6083 | 2122597859.941 | 2255056488.3318 | 2195216753.0493 | 2119326998.1173 | 1989935433.5422 | 1943425936.115 | 2006616768.2551 | 1706592561.5373 | 1650968726.151 | 1481606039.5724 | 1670625824.7936 | 1790284426.7973 | 1782832124.5426 | 1668602178.9398 | 1447876951.786 | 1501455236.1292 | 1496124572.4079 | 1580261894.1927 | 1542607369.1055 | 1538396133.3278 | 1596250244.632 | 1600005136.2391 | 1289697787.386 | 1115740177.1031
Option 1A |  |  | $ | 2434702408.4041 | 2122599781.696 | 2255958794.8199 | 2196315183.3546 | 2115487556.1501 | 1979968702.4753 | 1905497222.8585 | 1988002149.5706 | 1655192388.0542 | 1634836882.1598 | 1483758650.0897 | 1671973495.6393 | 1791672032.456 | 1781880494.8826 | 1729710140.2092 | 1429545258.413 | 1461587346.1595 | 1461156178.8968 | 1535756243.149 | 1507171613.5866 | 1509248316.8399 | 1492608585.3361 | 1520175654.2482 | 1285513706.6954 | 1028650891.1653
Option 1B |  |  | $ | 2434694174.6166 | 2122590969.8519 | 2255950234.376 | 2196308937.5695 | 2113962558.6437 | 1976129812.6468 | 1895651758.0556 | 1977707444.7857 | 1652299970.3992 | 1641994066.1599 | 1488868984.134 | 1671097322.7581 | 1791101581.5045 | 1783662993.162 | 1736605768.1869 | 1417766485.7271 | 1435604931.051 | 1474128263.4978 | 1541716547.4064 | 1506295997.7851 | 1472004682.9369 | 1474568617.8995 | 1478022129.0235 | 1300670957.8821 | 1028324885.869
Option 1C |  |  | $ | 2434691983.9908 | 2122588666.4843 | 2255947919.2942 | 2196305454.8656 | 2113808904.1607 | 1973432727.3885 | 1890797915.0222 | 1978262118.1068 | 1652654542.5223 | 1642241142.3549 | 1489163063.3209 | 1671401485.2733 | 1791341060.9696 | 1784050129.4464 | 1737142252.4653 | 1417642418.3862 | 1435349827.9717 | 1473433720.9247 | 1541340238.2514 | 1505967574.7329 | 1472058187.9553 | 1474670434.2224 | 1477781728.5887 | 1300655721.9999 | 1028366562.5462
Option 2B |  |  | $ | 2434700756.8562 | 2122598030.3132 | 2255957028.6247 | 2196314907.8985 | 2115869136.17 | 1973181406.137 | 1893684436.3925 | 1954678324.9791 | 1616113297.0542 | 1614785239.5305 | 1468367638.326 | 1660791754.4267 | 1779743504.9284 | 1752787380.2168 | 1667053952.1076 | 1392391140.746 | 1404981745.6358 | 1437317001.5971 | 1518169357.1802 | 1498901274.677 | 1436479261.2764 | 1446859728.1134 | 1444529961.7634 | 1225258474.2278 | 990737724.0684
Option 2C |  |  | $ | 2434693114.3512 | 2122589820.2302 | 2255949118.6384 | 2196307582.596 | 2117388066.4904 | 1973151242.1948 | 1886519117.9417 | 1953849535.7851 | 1613940655.5209 | 1611328152.4893 | 1466508467.0582 | 1658609949.5999 | 1777875513.0108 | 1751093359.7196 | 1667044669.1032 | 1392758558.6048 | 1405038909.2787 | 1437661560.0186 | 1518129806.0734 | 1499451894.7083 | 1436460916.5695 | 1446862397.5247 | 1444463886.0253 | 1225752011.5453 | 990631978.2879
Option 3B |  |  | $ | 2434693394.0044 | 2122590091.7138 | 2255949420.4147 | 2196308189.5246 | 2115292659.5096 | 1973801274.9445 | 1892924410.1085 | 1951516294.3718 | 1622302657.396 | 1621663854.8531 | 1469701936.0961 | 1661126889.816 | 1780271981.378 | 1752890085.8883 | 1678267417.2496 | 1393940296.3314 | 1396567184.0229 | 1428415870.2435 | 1528282289.4942 | 1499401046.0203 | 1435878686.3109 | 1424625033.2806 | 1440188246.7286 | 1218035337.7337 | 983667790.51
Option 3C |  |  | $ | 2434693832.0158 | 2122590564.2726 | 2255949886.0842 | 2196308278.1449 | 2117202904.7274 | 1973246163.1048 | 1886733856.9462 | 1953727707.153 | 1614695628.3853 | 1611801493.31 | 1465874603.4148 | 1657256369.22 | 1777240285.2226 | 1750118309.7437 | 1677838495.3891 | 1394629707.3924 | 1396985785.3276 | 1428647065.2753 | 1527905547.9832 | 1500431307.0567 | 1436162395.2072 | 1424456186.6825 | 1441021705.9037 | 1218313202.5577 | 984169796.72
Option name | S2 | Step | Unit | FY2021/22 | FY2022/23 | FY2023/24 | FY2024/25 | FY2025/26 | FY2026/27 | FY2027/28 | FY2028/29 | FY2029/30 | FY2030/31 | FY2031/32 | FY2032/33 | FY2033/34 | FY2034/35 | FY2035/36 | FY2036/37 | FY2037/38 | FY2038/39 | FY2039/40 | FY2040/41 | FY2041/42 | FY2042/43 | FY2043/44 | FY2044/45 | FY2045/46
Base case |  |  | $ | 2525079577.9689 | 2118240298.3337 | 2181749780.9498 | 2090018730.806 | 2004947102.1827 | 1407084019.176 | 1413580693.3544 | 1375281103.6732 | 1181488247.0072 | 1340735677.7191 | 1230766409.39 | 1176037029.5047 | 1204986185.2719 | 1279677662.5301 | 934541201.6553 | 898822567.0828 | 1181560749.9262 | 1138175569.7909 | 1290318732.6832 | 1524000375.0413 | 1450136452.9811 | 1896761506.9478 | 1822939537.1713 | 1591607097.6112 | 1693331836.8904
Option 1A |  |  | $ | 2523812665.7643 | 2116882978.0945 | 2180878733.7315 | 2091365462.0579 | 2010756544.5997 | 1416637620.127 | 1431223001.3718 | 1388729091.178 | 1189950814.8359 | 1331341418.4055 | 1239295969.4734 | 1162774830.8181 | 1180925119.4496 | 1280818412.8671 | 982167121.6675 | 883077028.2489 | 1074978532.6979 | 1083833855.8687 | 1246930055.8704 | 1475191917.8408 | 1366747569.4909 | 1844245640.0169 | 1884525300.7419 | 1598419674.267 | 1674447726.4245
Option 1B |  |  | $ | 2523924882.8166 | 2116968649.5955 | 2180923526.9776 | 2091946348.5017 | 2013423977.3361 | 1424582568.6324 | 1427171623.3156 | 1380653244.1654 | 1181567384.2966 | 1317883290.2195 | 1230462074.0042 | 1173157699.2669 | 1168797027.9511 | 1269481781.8841 | 989039133.3379 | 882176161.9342 | 1034697744.838 | 1052015757.8071 | 1222434555.6064 | 1480563677.0025 | 1310741918.2605 | 1839897009.512 | 1867024568.2557 | 1564578954.5632 | 1608872504.8573
Option 1C |  |  | $ | 2523684739.4384 | 2116784396.0894 | 2180781813.3113 | 2091057301.9982 | 2012632138.231 | 1426388145.4051 | 1420475091.6121 | 1377278275.9185 | 1184431393.8118 | 1314582614.8817 | 1228455959.8249 | 1170554466.8275 | 1167771782.6761 | 1266373021.7392 | 988157549.6996 | 882688729.4008 | 1034833747.8119 | 1052297185.6352 | 1222298755.5784 | 1480955582.4195 | 1310900478.0527 | 1839208615.4592 | 1866624198.4712 | 1564603689.8918 | 1608094381.7048
Option 2B |  |  | $ | 2522999392.7832 | 2115726948.4883 | 2180319437.3955 | 2090197599.9495 | 2017851060.2794 | 1417479650.9576 | 1422291359.4187 | 1375187449.8945 | 1187299153.2946 | 1319695909.866 | 1232641526.7284 | 1185428196.4576 | 1151616078.8591 | 1245242813.1727 | 984957428.4587 | 836756108.493 | 1017646300.9609 | 1036747552.9451 | 1209054380.3198 | 1470401961.4237 | 1220076543.9392 | 1794350245.4434 | 1885037565.4183 | 1512656598.0213 | 1485326156.6412
Option 2C |  |  | $ | 2522867638.4869 | 2115531118.403 | 2180228735.0277 | 2089797448.1732 | 2017691296.7653 | 1418362380.1791 | 1417546173.2523 | 1371212944.5586 | 1190576485.4435 | 1320806806.0017 | 1233037659.4988 | 1187349150.289 | 1153461204.071 | 1246090708.5084 | 984579894.7794 | 836794777.8115 | 1017207838.4142 | 1036762984.0169 | 1209174755.6759 | 1470636545.8087 | 1219424231.7526 | 1794514937.9803 | 1885119813.884 | 1512898349.1515 | 1484666122.0938
Option 3B |  |  | $ | 2522844786.8674 | 2115479494.6983 | 2180193091.9538 | 2090947220.7794 | 2021662082.2633 | 1413500353.7864 | 1417999955.5492 | 1374194617.4833 | 1185530825.5915 | 1315641622.028 | 1230614900.0994 | 1191435595.5444 | 1156255645.3655 | 1247815714.3844 | 983969641.0944 | 839629846.753 | 1004740259.17 | 1030159440.0432 | 1204087175.3835 | 1466087048.858 | 1222073546.503 | 1788524788.6718 | 1882605353.1327 | 1513365577.7167 | 1490427630.8502
Option 3C |  |  | $ | 2522873703.8366 | 2115546730.7607 | 2180227175.2621 | 2089794854.9601 | 2018914227.513 | 1421170877.6954 | 1418290831.0919 | 1369773873.5214 | 1191324721.6666 | 1318464781.0335 | 1231869181.4616 | 1194174171.8361 | 1156296716.1579 | 1248625552.383 | 982223799.8816 | 839592709.7244 | 1005848407.2023 | 1031502128.208 | 1204520668.5482 | 1465408614.2421 | 1222435993.4003 | 1788848888.2978 | 1882853860.6614 | 1513129722.1705 | 1487808275.7284
Option name | S3 | Slow | Unit | FY2021/22 | FY2022/23 | FY2023/24 | FY2024/25 | FY2025/26 | FY2026/27 | FY2027/28 | FY2028/29 | FY2029/30 | FY2030/31 | FY2031/32 | FY2032/33 | FY2033/34 | FY2034/35 | FY2035/36 | FY2036/37 | FY2037/38 | FY2038/39 | FY2039/40 | FY2040/41 | FY2041/42 | FY2042/43 | FY2043/44 | FY2044/45 | FY2045/46
Base case |  |  | $ | 2100819412.5314 | 1858252453.1726 | 1898968302.6309 | 1760737004.34 | 1699538004.0797 | 1640247036.9918 | 1636209552.9809 | 1692497071.0847 | 1306434687.7647 | 1249283130.309 | 1176630043.4584 | 1100800480.3568 | 1139355075.846 | 1146128544.956 | 1075432590.0341 | 1099204421.4118 | 1220078361.5275 | 1279497003.6125 | 1275921174.6193 | 1249591927.7229 | 1359186120.285 | 1393210852.4193 | 1490910418.6805 | 1387553194.7736 | 1096081619.4006
Option 1A |  |  | $ | 2100819964.3789 | 1858253076.495 | 1898968930.9656 | 1760739265.5339 | 1699971221.7122 | 1627162778.3983 | 1621503626.2158 | 1686540700.2485 | 1299575439.4376 | 1237973554.7308 | 1167509860.1902 | 1106006234.0145 | 1146096585.1303 | 1150396418.6236 | 1076849547.1462 | 1101610766.7039 | 1226487561.3786 | 1287300513.5699 | 1281772649.6286 | 1254041794.0366 | 1360971409.8302 | 1396364152.1954 | 1494939944.1969 | 1421965850.5466 | 1104031867.186
Option 1B |  |  | $ | 2100814118.7029 | 1858247020.7931 | 1898962296.0779 | 1760732514.0023 | 1700030659.3373 | 1622905550.0009 | 1617157936.4888 | 1682932284.7388 | 1300564229.6599 | 1238109666.1183 | 1165379626.0296 | 1106862946.1631 | 1146987336.0122 | 1152869153.1857 | 1068741232.6254 | 1096844109.0579 | 1225577104.9651 | 1287577154.9055 | 1284310676.5724 | 1256541786.3317 | 1362205957.9653 | 1403815757.3927 | 1512136757.6129 | 1411308584.6976 | 1097053020.1095
Option 1C |  |  | $ | 2100813239.7465 | 1858246120.1797 | 1898961171.0023 | 1760731843.4005 | 1700076801.8398 | 1618642734.9826 | 1613055383.2741 | 1679432839.9934 | 1299452578.8819 | 1235619327.0562 | 1163527776.1099 | 1104922672.4657 | 1144904080.112 | 1151055753.7283 | 1069959362.8757 | 1097696584.1293 | 1226539584.6434 | 1288300255.0796 | 1284979037.1766 | 1257013709.1607 | 1362972725.4431 | 1404476872.451 | 1513031639.4185 | 1411763559.0717 | 1098115301.2816
Option 2B |  |  | $ | 2100823244.9575 | 1858256333.115 | 1898972481.9694 | 1760743811.5185 | 1700084738.4298 | 1616317853.5411 | 1612491493.4364 | 1678470811.6541 | 1297383381.7557 | 1235615575.7064 | 1165331246.4171 | 1104552966.405 | 1145202995.0745 | 1150940114.6098 | 1066886463.2018 | 1094895273.6001 | 1220573787.1808 | 1282404431.2576 | 1280875663.2758 | 1253623401.7429 | 1357041994.2774 | 1400772415.9153 | 1506660834.5388 | 1406247296.9326 | 1096859968.2022
Option 2C |  |  | $ | 2100815928.0046 | 1858248922.6846 | 1898964483.3646 | 1760735840.5826 | 1700163033.1744 | 1613020334.1941 | 1609019838.296 | 1676040786.1937 | 1296903132.3828 | 1234567882.8247 | 1163637371.3639 | 1103033485.6982 | 1144333184.6429 | 1150038122.3601 | 1068890631.4858 | 1096395150.4875 | 1222190461.0545 | 1283499439.7241 | 1281958673.807 | 1254432062.5604 | 1358291260.1631 | 1401866137.84 | 1507485485.0894 | 1407621601.5714 | 1098450789.7085
Option 3B |  |  | $ | 2100818515.7786 | 1858251630.0799 | 1898967349.2534 | 1760737904.1865 | 1700066851.3917 | 1617349968.1874 | 1613112009.6951 | 1679389329.2803 | 1298560615.0817 | 1236608797.7703 | 1164792026.0334 | 1104540974.7095 | 1145991113.1501 | 1151892973.0262 | 1066426554.2731 | 1094793498.6753 | 1220061190.5167 | 1281939067.1007 | 1280614288.204 | 1253495264.7114 | 1357381371.8884 | 1400482308.1653 | 1506055575.0079 | 1406686250.1134 | 1094976373.4619
Option 3C |  |  | $ | 2100820289.2254 | 1858253324.4139 | 1898969207.0991 | 1760740972.7094 | 1700164666.2821 | 1612580443.5147 | 1608434831.3389 | 1675365435.4063 | 1296928912.3307 | 1234092569.0299 | 1162931309.185 | 1102628938.8535 | 1143815591.3872 | 1149921620.9001 | 1068838256.443 | 1096757277.2632 | 1222197290.4502 | 1283517451.1116 | 1282142739.0333 | 1254697779.5721 | 1359107082.4268 | 1401983970.7282 | 1507183682.927 | 1408300632.1116 | 1097071513.9758
Option name | S4 | Fast | Unit | FY2021/22 | FY2022/23 | FY2023/24 | FY2024/25 | FY2025/26 | FY2026/27 | FY2027/28 | FY2028/29 | FY2029/30 | FY2030/31 | FY2031/32 | FY2032/33 | FY2033/34 | FY2034/35 | FY2035/36 | FY2036/37 | FY2037/38 | FY2038/39 | FY2039/40 | FY2040/41 | FY2041/42 | FY2042/43 | FY2043/44 | FY2044/45 | FY2045/46
Base case |  |  | $ | 2432355939.0958 | 2118290950.0639 | 2244526890.7998 | 2211739057.8685 | 2125265980.946 | 2031106486.4634 | 2069083465.9409 | 2179522128.478 | 1903492041.6102 | 1871514581.4057 | 1627460215.6986 | 1761953078.5868 | 1868367037.5658 | 1760188064.4263 | 1474490100.3913 | 1260330302.4846 | 1304178245.7196 | 1292986555.1038 | 1297211848.3749 | 1272858239.0261 | 1335015027.0644 | 1360826744.6216 | 1307913307.0967 | 1101853311.4192 | 895410277.195
Option 1A |  |  | $ | 2432559211.5844 | 2118633880.1529 | 2247460769.3708 | 2213708768.9828 | 2119438116.4262 | 2012818308.2717 | 2034545383.1203 | 2116035242.7488 | 1854383556.827 | 1830533239.2646 | 1615099931.3931 | 1744369519.7251 | 1846060307.2001 | 1737046958.118 | 1492555969.9745 | 1234771642.4498 | 1274112697.6389 | 1272166115.0379 | 1269380038.1869 | 1264657695.7216 | 1318791709.0122 | 1259835321.3203 | 1201210467.2868 | 990948116.3782 | 755704870.806
Option 1B |  |  | $ | 2432631211.4165 | 2118728777.86 | 2247890983.3817 | 2213492530.3122 | 2119692443.2997 | 2007654247.4575 | 2029715748.1015 | 2105743500.6579 | 1849525573.0503 | 1823432511.24 | 1608007308.5395 | 1740019866.3728 | 1834939409.8455 | 1743178948.881 | 1476238277.2888 | 1230652350.1513 | 1283062434.6325 | 1275748796.9096 | 1278707372.1445 | 1264288957.2558 | 1289051940.5036 | 1196639331.1956 | 1142332578.7532 | 935156729.5247 | 748755235.1796
Option 1C |  |  | $ | 2432634712.2862 | 2118733168.8363 | 2247827822.9106 | 2213410298.8585 | 2119793218.1378 | 2000046742.8464 | 2022688082.5889 | 2095826528.8 | 1837643582.8414 | 1809127695.1743 | 1600718962.6684 | 1740403048.2831 | 1834680043.6593 | 1742586447.5461 | 1475607197.3525 | 1230207018.0396 | 1280242439.7503 | 1275457469.7474 | 1276884658.239 | 1261897986.9141 | 1288195950.6924 | 1196011502.1513 | 1141697095.8103 | 934889383.4489 | 748553287.1619
Option 2B |  |  | $ | 2432408384.4989 | 2118396418.8674 | 2246920522.957 | 2214379141.5705 | 2121870148.6935 | 2004092425.5426 | 2022299155.4637 | 2104874637.991 | 1834946370.4389 | 1826192409.1329 | 1610305194.2044 | 1749816762.8537 | 1841928192.9078 | 1748127310.4883 | 1451976078.5109 | 1202055514.8909 | 1273598861.4289 | 1271279590.8358 | 1283772512.3852 | 1255649413.5182 | 1276922118.7457 | 1190394140.5859 | 1133963517.3284 | 887724950.2198 | 694902249.3838
Option 2C |  |  | $ | 2432419882.2781 | 2118422135.1691 | 2246689943.8691 | 2214023807.5112 | 2121351780.5382 | 2000027302.3787 | 2021896620.3413 | 2097967981.0152 | 1828287941.5296 | 1812847711.5596 | 1605010690.9616 | 1749414010.9529 | 1840941875.1609 | 1745625626.5195 | 1451001463.8343 | 1201259316.3168 | 1272213982.2671 | 1271081089.4545 | 1283573144.9313 | 1255345096.6266 | 1276725323.8927 | 1189793330.9185 | 1133860445.6938 | 887573504.6404 | 694961566.2092
Option 3B |  |  | $ | 2432386147.3306 | 2118346745.7438 | 2247226451.97 | 2214797573.9658 | 2121886642.6935 | 2005829965.7178 | 2029966059.4815 | 2115508962.8148 | 1842942582.6365 | 1831656380.6175 | 1611996761.6459 | 1748028074.8025 | 1843736439.1344 | 1750751301.6405 | 1452958659.5044 | 1201857724.1369 | 1273974139.2692 | 1269018300.1326 | 1279201586.0083 | 1255354209.5209 | 1281713916.066 | 1166902367.084 | 1125327746.2214 | 886270546.2947 | 692271840.5406
Option 3C |  |  | $ | 2432407336.4154 | 2118399725.2244 | 2246922929.0156 | 2214359278.5776 | 2120757612.3863 | 1999628926.1068 | 2022169206.4581 | 2097690599.8461 | 1829272889.8599 | 1811310671.5186 | 1604169352.9668 | 1748046287.4634 | 1841845808.2672 | 1747451906.6636 | 1451028256.5884 | 1201371052.0144 | 1269970144.0693 | 1267616654.2973 | 1277249700.7332 | 1254113611.8329 | 1280459255.1284 | 1164794716.5901 | 1123464711.9078 | 885524226.0752 | 691996021.7997
Avoided voluntary load curtailment |  |  |  | 2022 | 2023 | 2024 | 2025 | 2026 | 2027 | 2028 | 2029 | 2030 | 2031 | 2032 | 2033 | 2034 | 2035 | 2036 | 2037 | 2038 | 2039 | 2040 | 2041 | 2042 | 2043 | 2044 | 2045 | 2046
Option name | S1 | Central | Unit | FY2021/22 | FY2022/23 | FY2023/24 | FY2024/25 | FY2025/26 | FY2026/27 | FY2027/28 | FY2028/29 | FY2029/30 | FY2030/31 | FY2031/32 | FY2032/33 | FY2033/34 | FY2034/35 | FY2035/36 | FY2036/37 | FY2037/38 | FY2038/39 | FY2039/40 | FY2040/41 | FY2041/42 | FY2042/43 | FY2043/44 | FY2044/45 | FY2045/46
Base case |  |  | $ | 4133.3601 | 10276144.6581 | 18449000.229 | 14964764.433 | 30781137.6516 | 26192493.2003 | 6742160.067 | 17359142.0417 | 8266010.817 | 9320108.5557 | 3693678.1889 | 20557575.8963 | 3926581.4014 | 1676716.8426 | 26706530.178 | 34153507.5202 | 155418488.7021 | 4600.0056 | 19976088.9275 | 22319716.6084 | 40919313.4265 | 31842661.1543 | 6457017.414 | 29735068.3465 | 49862730.9302
Option 1A |  |  | $ | 4423.5507 | 10276442.8071 | 18606331.8227 | 14521909.5181 | 31729543.6998 | 17723753.5558 | 311702.6716 | 34005871.9476 | 18463.5495 | 9327513.394 | 3626071.3233 | 2534429.1776 | 3273460.8696 | 1777302.8843 | 13103191.5694 | 34462070.7497 | 74682005.6385 | 5445.4374 | 24297332.8684 | 26043590.2415 | 40808068.6319 | 29193490.7053 | 8304350.0563 | 69989855.9775 | 51873491.7151
Option 1B |  |  | $ | 3155.0319 | 10275138.7587 | 18605004.8807 | 14521153.1683 | 31723410.4494 | 16793546.8348 | 323035.3679 | 33787187.2864 | 32268.7763 | 6964929.3251 | 3683844.4684 | 1153395.1053 | 6968293.6652 | 8198933.5698 | 11348407.0468 | 30519106.6709 | 83430159.2985 | 229449.6904 | 19848699.5851 | 20449809.8427 | 49906539.8592 | 34863058.9765 | 12256890.9727 | 71008227.7707 | 45066883.9022
Option 1C |  |  | $ | 2809.6238 | 10274786.1103 | 18604641.9765 | 14520924.4575 | 31730029.7585 | 16771644.3957 | 84590.0915 | 32102804.4624 | 21684.129 | 6900783.158 | 3683509.4262 | 1175490.8778 | 7000675.3147 | 8274023.858 | 11332693.4786 | 30518131.5624 | 83392235.0625 | 227639.8216 | 19804926.7572 | 20477392.5251 | 49917416.462 | 34852816.4823 | 12234662.2772 | 71103442.5366 | 45057047.6967
Option 2B |  |  | $ | 4169.6101 | 10276182.193 | 18606062.515 | 14520644.4232 | 31761682.1382 | 17951904.3875 | 337790.1114 | 34201862.2108 | 1206916.3613 | 8406738.3511 | 5302775.6364 | 2244907.1335 | 2085712.2088 | 14514683.721 | 3522708.1068 | 30194551.0781 | 95840352.115 | 4699.8789 | 25363926.7314 | 691028.8473 | 63046735.654 | 27146519.6595 | 35823571.9047 | 68946255.8209 | 43415828.9403
Option 2C |  |  | $ | 2992.4155 | 10274973.8661 | 18604832.7511 | 14519600.9134 | 32465073.1728 | 17015397.2754 | 612452.0608 | 32641451.6473 | 10689.8432 | 8329102.2712 | 5161526.5385 | 2258307.115 | 1803560.4936 | 13729795.6914 | 3515939.9712 | 30191599.9305 | 95485931.8573 | 1274.0892 | 25652700.7141 | 675897.7397 | 63042354.7488 | 27144311.63 | 35802434.4201 | 69142044.4043 | 43559542.2081
Option 3B |  |  | $ | 3041.319 | 10275023.7211 | 18604878.9706 | 14519682.2455 | 31745290.2659 | 17333601.7413 | 1766765.1678 | 32330906.9367 | 3733424.3012 | 8152885.3647 | 5423588.4426 | 2216864.0751 | 3533148.6684 | 13728892.5279 | 3495740.7598 | 30171012.2447 | 89758061.5003 | 86147.1579 | 21603084.5366 | 380270.2461 | 62029873.804 | 26312909.0087 | 35923373.9498 | 64884792.6225 | 43973107.6449
Option 3C |  |  | $ | 3112.4504 | 10275096.3221 | 18604960.7381 | 14519725.9244 | 32774966.4697 | 16423671.7689 | 612536.9414 | 33021855.5626 | 13695.6332 | 8343546.2015 | 5142576.5848 | 2238118.2376 | 3160549.0115 | 12765790.3203 | 3481411.7802 | 30171187.5038 | 89692373.1674 | 88401.4755 | 21443633.4859 | 380495.8159 | 62031516.4684 | 26368289.14 | 35855825.4157 | 64891884.9435 | 44166604.1441
Option name | S2 | Step | Unit | FY2021/22 | FY2022/23 | FY2023/24 | FY2024/25 | FY2025/26 | FY2026/27 | FY2027/28 | FY2028/29 | FY2029/30 | FY2030/31 | FY2031/32 | FY2032/33 | FY2033/34 | FY2034/35 | FY2035/36 | FY2036/37 | FY2037/38 | FY2038/39 | FY2039/40 | FY2040/41 | FY2041/42 | FY2042/43 | FY2043/44 | FY2044/45 | FY2045/46
Base case |  |  | $ | 17273398.2342 | 14497330.1194 | 31501546.6541 | 32680511.7926 | 38972416.9922 | 4394917.4989 | 1813195.2557 | 19782239.4624 | 2151.8251 | 2481871.3904 | 17925049.9178 | 52227823.1979 | 15723643.5661 | 14984887.397 | 63627074.0523 | 76829413.6472 | 119930161.2622 | 647945.0748 | 18752988.1662 | 8093522.7609 | 24489379.4142 | 14480887.1728 | 41650085.6233 | 15361845.84 | 16102148.3473
Option 1A |  |  | $ | 17272471.781 | 14496373.6593 | 31500558.1879 | 32736140.933 | 40597450.9472 | 7127422.0129 | 731129.9239 | 17158123.3651 | 696.3652 | 2052955.967 | 24530064.1467 | 5770201.9521 | 12562870.4485 | 15747698.9417 | 56807672.0518 | 71762609.8319 | 75293712.9154 | 1220.6764 | 30745234.8239 | 6614705.1207 | 22342831.4848 | 17711327.0194 | 14492888.1 | 29257120.4367 | 13898873.6042
Option 1B |  |  | $ | 17274728.6607 | 14498619.4528 | 31502990.3323 | 32287935.4691 | 42435753.8473 | 7126150.2034 | 598529.519 | 19180042.4924 | 4231.7083 | 263506.9999 | 26279649.8277 | 6150681.04 | 12090931.6791 | 13879902.1687 | 37338436.0033 | 50544821.8387 | 80171080.4516 | 7354.8668 | 18072845.8651 | 4494163.4608 | 19751242.7673 | 17458940.3655 | 13994827.2889 | 30437091.1404 | 9856101.2845
Option 1C |  |  | $ | 17274092.6169 | 14497990.4686 | 31502300.5222 | 32935716.0199 | 42537995.4552 | 7316271.9296 | 608137.8185 | 15868214.9237 | 3240.574 | 359180.4013 | 26144293.1677 | 6165431.4043 | 11842456.1359 | 14439595.589 | 38510971.2366 | 51666470.3885 | 80839738.5789 | 5629.029 | 18145948.0414 | 4475084.9429 | 19709029.7015 | 17405304.1854 | 13995226.7802 | 30450299.2793 | 9806475.6126
Option 2B |  |  | $ | 17274747.475 | 14498618.4712 | 31503006.7126 | 32940892.1645 | 41332950.3805 | 7127771.4683 | 562300.6919 | 17920150.4477 | 4221.5925 | 276849.8807 | 25934578.5899 | 4159645.473 | 13506998.5909 | 14857694.5137 | 24484481.4751 | 63328557.1232 | 162795622.4528 | 7322.2278 | 6231144.4876 | 545419.2654 | 34439918.245 | 18671708.247 | 12968331.0015 | 52613187.3346 | 7208669.6824
Option 2C |  |  | $ | 17275601.2934 | 14499461.2856 | 31503922.3189 | 33238941.9507 | 40819584.4861 | 7116103.265 | 562982.1843 | 15192897.6593 | 5548.1613 | 190426.7648 | 25848761.5472 | 4039651.8135 | 15105877.7469 | 15918516.6981 | 24643111.4589 | 63487214.0998 | 162977131.3629 | 9618.5141 | 6233652.5874 | 554700.6678 | 34504323.4378 | 18536084.526 | 12971700.8644 | 52617226.4509 | 7224871.2476
Option 3B |  |  | $ | 17274710.4106 | 14498578.6744 | 31502970.6744 | 32143093.0548 | 40598431.6469 | 4925934.1657 | 470877.9244 | 18629322.301 | 4160.5656 | 4450.2593 | 25842545.8522 | 4529937.6049 | 16752276.8635 | 16362172.7033 | 22041400.6958 | 57777027.0419 | 155340517.0399 | 7209.0031 | 6228241.6736 | 209600.4567 | 27834704.1789 | 16150115.8548 | 12980366.9314 | 53036759.7418 | 6827472.5879
Option 3C |  |  | $ | 17274099.1597 | 14497970.291 | 31502307.8173 | 33236518.9328 | 42621949.4338 | 7133830.8665 | 554749.9633 | 15066633.5876 | 3206.4691 | 3434.5746 | 25725536.0567 | 4253578.2699 | 16270803.5047 | 16629628.4804 | 22357689.3339 | 57637972.6408 | 153838019.9499 | 5561.7887 | 6226439.6051 | 207653.7767 | 27608444.1292 | 15920512.2995 | 12976135.4044 | 53036233.5989 | 6592415.2623
Option name | S3 | Slow | Unit | FY2021/22 | FY2022/23 | FY2023/24 | FY2024/25 | FY2025/26 | FY2026/27 | FY2027/28 | FY2028/29 | FY2029/30 | FY2030/31 | FY2031/32 | FY2032/33 | FY2033/34 | FY2034/35 | FY2035/36 | FY2036/37 | FY2037/38 | FY2038/39 | FY2039/40 | FY2040/41 | FY2041/42 | FY2042/43 | FY2043/44 | FY2044/45 | FY2045/46
Base case |  |  | $ | 1284.7823 | 1351.6283 | 5012158.2566 | 1515.1377 | 7223994.5069 | 534063.257 | 1784.9445 | 1895.9391 | 1999.536 | 2110.154 | 2226.8345 | 12529864.3275 | 1339149.976 | 17889.946 | 19163923.2497 | 11202684.9804 | 29918530.8387 | 8598086.0228 | 21541506.4974 | 13322868.2849 | 28657212.7486 | 27549329.6928 | 16640499.5771 | 35862638.5144 | 26610438.8508
Option 1A |  |  | $ | 1374.6281 | 1445.9367 | 5012255.743 | 1620.6352 | 7224187.856 | 291411.8842 | 1909.3946 | 2028.019 | 2138.4828 | 2256.98 | 2380.7889 | 4201861.9783 | 1339254.2975 | 2828.4161 | 21869759.5083 | 7302375.1316 | 37022222.9752 | 6122279.5729 | 13897296.6568 | 6821680.4814 | 35403451.8194 | 24949290.4748 | 16165213.7701 | 42118201.7294 | 25905626.2336
Option 1B |  |  | $ | 441.8643 | 464.6661 | 5011245.8991 | 520.6262 | 7223979.3172 | 290324.6751 | 613.061 | 651.0261 | 686.3906 | 724.3501 | 763.8975 | 1448065.7179 | 1337551.3498 | 907.0936 | 20057558.2184 | 3638759.7605 | 31997211.0702 | 4503564.53 | 10903021.6934 | 6020129.8206 | 34897460.749 | 23308739.7329 | 17317120.8617 | 42158000.2851 | 25600514.4843
Option 1C |  |  | $ | 302.1508 | 317.6747 | 5011094.6182 | 355.8427 | 7223976.7197 | 290159.2251 | 418.8774 | 444.7438 | 468.8502 | 494.7399 | 521.5953 | 553.111 | 1337300.4764 | 619.1881 | 20082761.7421 | 3667455.0569 | 32350356.9498 | 4599088.6105 | 10840732.4556 | 6046598.5466 | 34897137.3257 | 23324622.3787 | 17316628.3437 | 42164808.9258 | 25861210.0469
Option 2B |  |  | $ | 1949.1555 | 2048.6388 | 5012877.8624 | 2293.6532 | 7225802.3273 | 292113.1354 | 2697.8589 | 2862.5822 | 3017.2153 | 3182.9646 | 3355.2643 | 3639611.6769 | 1340269.1947 | 6855.352 | 19943721.4221 | 2689247.2813 | 32525140.7572 | 4433409.8388 | 11628011.8736 | 6193968.961 | 34790068.6136 | 23421183.3984 | 17322331.6946 | 42153310.1887 | 27709442.459
Option 2C |  |  | $ | 710.901 | 748.1643 | 5011537.5259 | 839.2435 | 7224256.2533 | 290639.0993 | 990.2843 | 1052.2315 | 1110.0332 | 1172.0914 | 1237.0658 | 1312.4619 | 1338047.9228 | 1471.4491 | 19984199.8094 | 2720636.0983 | 33097639.5859 | 4430117.7666 | 11427589.5179 | 6187417.4208 | 34826958.5702 | 23418816.7549 | 17310392.3299 | 42148595.9444 | 27763451.2977
Option 3B |  |  | $ | 1129.6262 | 1188.6594 | 5011991.04 | 1333.0102 | 7224468.4427 | 291137.5307 | 1572.1025 | 1670.2352 | 1761.657 | 1859.8757 | 1962.7437 | 3269614.8619 | 2644909.9249 | 2333.5643 | 19992755.7428 | 3315088.1868 | 31736632.0002 | 4416089.803 | 11333767.2534 | 6188344.6813 | 34704349.207 | 23416659.2429 | 17319589.1517 | 42150144.1691 | 26896041.8934
Option 3C |  |  | $ | 1443.9463 | 1518.1398 | 5012330.3077 | 1700.6403 | 7225106.4673 | 291515.0992 | 2002.3628 | 2125.627 | 2240.9517 | 2364.7896 | 2493.4226 | 2643.7952 | 1339356.8921 | 2959.7376 | 20044126.1596 | 3392583.7528 | 32509763.6563 | 4417273.879 | 11133529.5088 | 6189090.3702 | 34776531.7742 | 23417549.3727 | 17320619.7351 | 42151272.7664 | 27105905.5606
Option name | S4 | Fast | Unit | FY2021/22 | FY2022/23 | FY2023/24 | FY2024/25 | FY2025/26 | FY2026/27 | FY2027/28 | FY2028/29 | FY2029/30 | FY2030/31 | FY2031/32 | FY2032/33 | FY2033/34 | FY2034/35 | FY2035/36 | FY2036/37 | FY2037/38 | FY2038/39 | FY2039/40 | FY2040/41 | FY2041/42 | FY2042/43 | FY2043/44 | FY2044/45 | FY2045/46
Base case |  |  | $ | 8845.6283 | 7068642.0924 | 18668517.6888 | 16782513.967 | 26767497.9555 | 26189043.1499 | 6312436.4577 | 19669363.2685 | 8578544.9892 | 16297791.3901 | 1529120.599 | 677383.034 | 20421748.2089 | 11258021.0203 | 22495305.3881 | 33699673.3004 | 150015929.2153 | 2206.2605 | 23150429.8181 | 3198076.4903 | 40857666.0882 | 32205479.8102 | 5585332.2647 | 27362489.7428 | 33442303.9771
Option 1A |  |  | $ | 10217.6876 | 7070004.8913 | 18784576.1827 | 17108817.8523 | 28272897.7485 | 21892815.4317 | 3207469.63 | 22685203.2489 | 2147898.475 | 15966193.902 | 1395057.739 | 281012.9309 | 17137494.2053 | 11336255.9595 | 1617991.688 | 33285321.4093 | 99051469.6461 | 254426.4781 | 38851101.4318 | 3202533.1091 | 40486029.1688 | 27957085.0916 | 5480697.4648 | 40279337.5505 | 34059511.2412
Option 1B |  |  | $ | 8503.9899 | 7068304.5128 | 18761953.7202 | 17207155.64 | 28484926.1516 | 22841601.0173 | 3204968.5959 | 23957712.3103 | 2140459.7262 | 14951882.4542 | 1362275.6353 | 836.9276 | 10077991.8741 | 11448076.9583 | 735559.5437 | 29654037.6979 | 111745370.3499 | 445008.4589 | 9330708.4873 | 3137954.3083 | 40167741.7121 | 27640177.2629 | 10305528.4971 | 49112603.5595 | 17253891.244
Option 1C |  |  | $ | 8799.6649 | 7068598.2368 | 18767909.137 | 17208588.3701 | 28423543.8794 | 23374643.6591 | 3205390.8149 | 22832782.0136 | 2140948.9425 | 10182136.7096 | 1362816.111 | 1424.1135 | 9993941.6356 | 11448689.1756 | 733634.3134 | 29497601.9812 | 111103442.4328 | 445851.5966 | 9057464.2395 | 3137752.8993 | 40164041.6889 | 27760242.2011 | 10295451.0319 | 49269063.1197 | 17222595.7764
Option 2B |  |  | $ | 9991.4874 | 7069781.9285 | 18807119.8276 | 16900769.6323 | 28068234.5266 | 23106381.3645 | 3210631.0347 | 22703278.2276 | 2567810.3912 | 16150709.7278 | 1405539.2158 | 210954.536 | 12866080.5282 | 11451391.5665 | 883526.5724 | 31908516.9853 | 110633257.0946 | 362548.7383 | 13430966.7036 | 79143.6268 | 54680268.0949 | 27403932.0571 | 15347363.1999 | 52108906.7864 | 18401407.7624
Option 2C |  |  | $ | 9800.8073 | 7069591.8335 | 18827904.927 | 16915368.684 | 27890513.6897 | 23853753.1506 | 3210354.3513 | 22557870.1334 | 2142601.7569 | 11153569.6123 | 1364662.8759 | 210656.7236 | 12327441.6654 | 11450975.943 | 895904.5798 | 31908038.6047 | 110769576.7907 | 378178.525 | 14286072.779 | 77912.941 | 54863293.7511 | 27434410.76 | 15446802.435 | 52093365.3938 | 18433061.0857
Option 3B |  |  | $ | 9426.5468 | 7069212.7136 | 18779058.6461 | 16887230.8037 | 28323368.5439 | 23317749.7372 | 3209810.5928 | 24890613.0618 | 2567214.2967 | 15872987.2286 | 1378364.2841 | 2685.2697 | 12980799.1371 | 11450160.0721 | 897965.1925 | 31899242.9679 | 116531917.1068 | 447675.854 | 9237094.4873 | 66914.0369 | 61926764.6502 | 26776752.8228 | 10239520.6379 | 48412041.2849 | 18470716.1968
Option 3C |  |  | $ | 9314.2004 | 7069108.1872 | 18806382.4059 | 16903903.4329 | 28064068.0542 | 24258854.7446 | 3209650.9394 | 22547247.5614 | 2141805.6819 | 10959829.3934 | 1363775.6335 | 2467.3522 | 12182167.5794 | 11449926.0438 | 905581.0276 | 31718177.0041 | 114748221.4613 | 447368.4246 | 9488210.239 | 65755.6401 | 61925681.8088 | 26749880.4546 | 10022965.1032 | 48372240.0727 | 18427989.8828
Avoided costs for non RIT-T proponent parties |  |  |  | 2022 | 2023 | 2024 | 2025 | 2026 | 2027 | 2028 | 2029 | 2030 | 2031 | 2032 | 2033 | 2034 | 2035 | 2036 | 2037 | 2038 | 2039 | 2040 | 2041 | 2042 | 2043 | 2044 | 2045 | 2046
Option name | S1 | Central | Unit | FY2021/22 | FY2022/23 | FY2023/24 | FY2024/25 | FY2025/26 | FY2026/27 | FY2027/28 | FY2028/29 | FY2029/30 | FY2030/31 | FY2031/32 | FY2032/33 | FY2033/34 | FY2034/35 | FY2035/36 | FY2036/37 | FY2037/38 | FY2038/39 | FY2039/40 | FY2040/41 | FY2041/42 | FY2042/43 | FY2043/44 | FY2044/45 | FY2045/46
Base case |  |  | $ | 733423739.8804 | 2269857880.4109 | 2541587210.2838 | 2101256599.103 | 3520974112.7227 | 3718882648.2038 | 3520027618.7625 | 5135846529.6024 | 14701275581.5763 | 2288847013.1986 | 1177329581.0918 | 2051390099.906 | 1276485107.0746 | 1455822924.1437 | 5831975099.8447 | 4833694431.4356 | 10097178128.7951 | 3412003747.2036 | 1086896805.249 | 751156838.4779 | 4528812056.9641 | 4781444488.0288 | 945588025.1365 | 1478509113.4443 | 959369288.5927
Option 1A |  |  | $ | 733429439.7307 | 2269870699.9754 | 2497049501.3093 | 2100157980.1407 | 3513608955.6595 | 3627518721.3201 | 3311614963.6147 | 5166360570.9053 | 14918072900.6931 | 1363520223.9535 | 1198652388.1253 | 1692083988.0922 | 1297263825.5328 | 1586025964.3694 | 5401225690.9947 | 4904142915.9986 | 9944986477.7841 | 3472281831.0024 | 1037113481.6248 | 792110948.3513 | 4579390375.6162 | 4883189792.6795 | 1019969347.0309 | 1357605904.2032 | 1034361746.2085
Option 1B |  |  | $ | 733404911.0242 | 2269818591.3507 | 2497034528.8861 | 2100094478.5742 | 3521133089.1735 | 3621468552.3491 | 3462661479.8765 | 5167476148.835 | 14810122896.8003 | 737953223.4985 | 1209124635.6707 | 1877818018.3557 | 1299994685.471 | 1345656009.9615 | 5746336363.9499 | 4603003290.3517 | 9845392700.8714 | 3274503663.5024 | 1046077062.6957 | 812140625.3077 | 4827232578.8542 | 4732449771.3211 | 1193638966.1798 | 1305812277.2892 | 1058267990.3382
Option 1C |  |  | $ | 733398043.5248 | 2269804114.3442 | 2497030479.8147 | 2100078121.66 | 3518681766.6611 | 3619604846.6524 | 3212678175.3625 | 5167514807.8008 | 15042292796.8463 | 735965092.0261 | 1211006766.1879 | 1879475840.5678 | 1299978800.1355 | 1341743912.0275 | 5750795969.5285 | 4608702062.9657 | 9845336758.5106 | 3276997741.2575 | 1044832901.5823 | 811875243.2697 | 4825125159.1494 | 4732811690.5138 | 1194424090.1953 | 1305211124.7268 | 1058264799.4212
Option 2B |  |  | $ | 733424820.7508 | 2269860196.5354 | 2497047550.6572 | 2100191584.8406 | 3542073037.061 | 3580788524.0672 | 3353720764.4715 | 5198595399.2337 | 15137999224.8084 | 792032949.0251 | 1114636403.8332 | 1713086423.7975 | 1296110284.7023 | 1339544085.261 | 6033976972.8595 | 4186344087.8025 | 9699601760.5229 | 3246601314.8174 | 1020631603.3496 | 852835111.751 | 4898904838.8052 | 4652282914.3636 | 1233697082.6736 | 1445424796.5669 | 1016171136.8056
Option 2C |  |  | $ | 733401790.8464 | 2269811850.3041 | 2497032986.0789 | 2100145578.2055 | 3502452452.662 | 3611567270.0215 | 3205193346.7358 | 5184782144.3143 | 15292222593.7126 | 847760431.5388 | 1135421317.1405 | 1689393470.477 | 1296197338.8108 | 1334496561.0279 | 5982302973.9951 | 4183122399.4543 | 9703099169.958 | 3243786470.3364 | 1022063691.895 | 850428752.1195 | 4902183556.0309 | 4651190698.4051 | 1234321286.8209 | 1444265833.6193 | 1016360917.8984
Option 3B |  |  | $ | 733402936.4637 | 2269814094.2829 | 2497034728.0292 | 2100146745.2759 | 3544237465.5193 | 3583385434.4392 | 3504782193.3875 | 5170821933.3784 | 14978774497.6499 | 685486148.3309 | 1128561143.1416 | 1795493235.4143 | 1296421891.81 | 1355638190.1788 | 5977750237.466 | 4348288453.4671 | 9655595424.6578 | 3241107263.2331 | 876784271.3675 | 872706438.2835 | 4942903417.4776 | 4733343143.6058 | 1189979695.4397 | 1453727866.2338 | 1014549776.6452
Option 3C |  |  | $ | 733404411.2961 | 2269817205.1009 | 2497034204.9162 | 2100149717.7972 | 3496395980.1901 | 3613110336.7741 | 3199645206.0882 | 5184764419.5964 | 15290328256.0422 | 832057415.0149 | 1138433516.9743 | 1696220466.7475 | 1296637252.3204 | 1346949189.5776 | 5896018050.107 | 4338611181.634 | 9663239993.8335 | 3243311618.2605 | 879667238.5814 | 867068944.1425 | 4945079996.1279 | 4731638403.154 | 1188696287.9847 | 1454173213.1123 | 1014179990.9263
Option name | S2 | Step | Unit | FY2021/22 | FY2022/23 | FY2023/24 | FY2024/25 | FY2025/26 | FY2026/27 | FY2027/28 | FY2028/29 | FY2029/30 | FY2030/31 | FY2031/32 | FY2032/33 | FY2033/34 | FY2034/35 | FY2035/36 | FY2036/37 | FY2037/38 | FY2038/39 | FY2039/40 | FY2040/41 | FY2041/42 | FY2042/43 | FY2043/44 | FY2044/45 | FY2045/46
Base case |  |  | $ | 1556142174.974 | 3959660547.2693 | 3562287225.3038 | 1670339421.7673 | 6101071494.2528 | 19106874461.6185 | 1756104359.8615 | 9767362000.1783 | 11407140450.965 | 2165943345.2095 | 2752824333.1052 | 13061487612.1411 | 4310902678.0792 | 777191787.9403 | 6453164733.5623 | 3091273836.3135 | 12213324231.9102 | 2221457500.2407 | 2613047873.9072 | 1890960593.1845 | 6304028957.3525 | 5290412829.8818 | 2088390709.8126 | 1482695405.988 | 790457655.8389
Option 1A |  |  | $ | 1556155886.1756 | 3959629489.5371 | 3525373984.82 | 1549864523.8932 | 5972132578.9251 | 17724167674.8809 | 2104096105.1711 | 9914780485.1276 | 11959165123.0545 | 2324982451.5937 | 2387794115.7423 | 12874229741.2543 | 4576841481.5401 | 674521441.0062 | 5641928789.8101 | 3011605250.5239 | 12800896052.0003 | 1651654614.4015 | 2127491160.116 | 1903501299.9182 | 6866075004.8638 | 4748499436.7499 | 2244424231.0086 | 1563722315.2395 | 863429657.7632
Option 1B |  |  | $ | 1556159950.899 | 3959755665.442 | 3529324366.7005 | 1512621727.5499 | 6022135591.4946 | 17741816450.5437 | 2040880700.6393 | 9922494455.029 | 11715629550.5619 | 2421521580.6671 | 2003947534.8347 | 13201808917.4865 | 4490630303.1662 | 675999804.3731 | 5496285360.6285 | 2636157813.4036 | 13097932766.7258 | 1572978135.8481 | 1935686015.8255 | 1490082188.9939 | 7591724719.2491 | 4391221687.2852 | 2532595608.4895 | 1542107729.3241 | 892497913.4433
Option 1C |  |  | $ | 1556158335.2225 | 3959724465.7796 | 3523077200.3181 | 1568032071.7745 | 5995614845.7865 | 17576626179.6327 | 2230401663.5849 | 9958532435.9893 | 11618662850.095 | 2437117113.5698 | 2059316838.4373 | 13111549055.4344 | 4467889799.4102 | 676477897.8442 | 5503436777.5001 | 2640762181.6693 | 13125393914.0841 | 1573320524.6393 | 1940265727.743 | 1486554424.4032 | 7590838449.5225 | 4399750223.5941 | 2531339355.2963 | 1541319069.341 | 892690226.145
Option 2B |  |  | $ | 1556152810.3943 | 3959777393.4459 | 3497538625.1613 | 1588346349.2396 | 5818048184.8765 | 17625993880.5289 | 2125367644.4728 | 9981506414.6695 | 11469647164.9893 | 2354593281.6074 | 2017498602.0447 | 13350666502.7565 | 4937000583.926 | 679682705.5181 | 4463120662.7585 | 2854066999.7993 | 12723612002.1967 | 1697069770.0824 | 1812263507.6406 | 1131170235.9651 | 8276436707.4445 | 4074485604.0923 | 2455351898.9619 | 1781813626.7276 | 895403740.8903
Option 2C |  |  | $ | 1556153858.3253 | 3959831117.5904 | 3494500619.054 | 1609728306.8781 | 5758849374.9763 | 17612464490.3185 | 2231072979.1687 | 10175346848.101 | 11198146830.8457 | 2311784459.3676 | 2014597596.4705 | 13355122863.0636 | 4939242578.5702 | 680057228.573 | 4504917450.6145 | 2857568950.2694 | 12738720429.765 | 1692921243.9947 | 1809939253.8497 | 1130698016.2193 | 8280193010.0076 | 4069323793.208 | 2457598973.4985 | 1781332255.8204 | 895725925.3222
Option 3B |  |  | $ | 1556152801.8608 | 3959779813.4693 | 3494396785.5748 | 1529623674.623 | 5848547401.2887 | 17941051163.1018 | 2086972982.8872 | 9847861627.4008 | 11411172069.3248 | 2496706699.3504 | 1969845087.5991 | 13150327696.0263 | 4941073705.1808 | 682080212.6027 | 4452123376.2759 | 2846398226.4593 | 12922415896.5354 | 1641081734.9431 | 1781966488.1263 | 1110788045.8564 | 8251073904.7528 | 4076278792.0467 | 2454738016.4093 | 1764932549.3574 | 893859282.6204
Option 3C |  |  | $ | 1556151176.6872 | 3959743351.2332 | 3495094006.7547 | 1609769926.7111 | 5777334652.8266 | 17522828458.854 | 2327113203.6936 | 10175199782.293 | 11155982976.5345 | 2397433388.9157 | 1966793984.3508 | 13209734425.1543 | 5015934829.5233 | 681502816.3359 | 4513605421.0591 | 2837452370.9009 | 12907821945.7963 | 1639594913.1286 | 1791408551.8382 | 1119518699.6797 | 8245373317.51 | 4083155596.6921 | 2451903088.5833 | 1765383140.7161 | 892821876.269
Option name | S3 | Slow | Unit | FY2021/22 | FY2022/23 | FY2023/24 | FY2024/25 | FY2025/26 | FY2026/27 | FY2027/28 | FY2028/29 | FY2029/30 | FY2030/31 | FY2031/32 | FY2032/33 | FY2033/34 | FY2034/35 | FY2035/36 | FY2036/37 | FY2037/38 | FY2038/39 | FY2039/40 | FY2040/41 | FY2041/42 | FY2042/43 | FY2043/44 | FY2044/45 | FY2045/46
Base case |  |  | $ | 667533475.8845 | 1976934556.0656 | 1925387822.1461 | 1892345211.6332 | 2028409441.6835 | 1793486389.1856 | 1826486946.2175 | 1814788901.9142 | 6616881287.9988 | 1846109173.8768 | 4566027223.0418 | 834513467.6679 | 546873780.2992 | 557827016.9608 | 1600825777.3737 | 490719347.3854 | 1632465503.5911 | 562709299.0686 | 1215229310.4768 | 696009932.4323 | 1162022366.481 | 1501955320.6002 | 1164183065.0731 | 1479814274.7442 | 1799264175.8451
Option 1A |  |  | $ | 667535690.3945 | 1976938214.8388 | 1925388681.7556 | 1892347252.0457 | 2028352168.8344 | 1797212892.3173 | 1756532941.6636 | 1819223426.1913 | 6703050802.5169 | 1853402813.1485 | 4570555270.0547 | -444640284.0344 | 565616105.7525 | 576898427.7026 | 1615743615.8017 | 514063219.0322 | 1564623411.4155 | 580519143.5572 | 1371711101.9746 | 682473588.5559 | 1204075653.3422 | 1673814547.4821 | 1138029571.27 | 1496246216.4608 | 1824087020.8648
Option 1B |  |  | $ | 667514733.8902 | 1976903557.2302 | 1925379879.0866 | 1892326473.2886 | 2028338110.1569 | 1797228127.1324 | 1756383621.0169 | 1819121204.1863 | 6612402450.259 | 1853269967.7973 | 4577126475.1792 | -445291882.1287 | 565216646.315 | 576454370.2008 | 1549772948.1225 | 523599490.7565 | 1547666399.368 | 582281425.7992 | 1372028336.0069 | 674281562.5292 | 1202111680.345 | 1568766338.3302 | 1225221787.2331 | 1543015218.7438 | 1777364180.5434
Option 1C |  |  | $ | 667511612.542 | 1976898413.811 | 1925378688.6022 | 1892323396.45 | 2028331137.7051 | 1797892195.3996 | 1756834249.7744 | 1819417237.3393 | 6595750035.0212 | 1853574513.3754 | 4578078792.9519 | -445575547.8147 | 565002987.0615 | 576293554.1883 | 1552983858.2659 | 523819619.4812 | 1548459406.0995 | 582350738.0269 | 1372706566.3195 | 675212778.4851 | 1198172715.8976 | 1568755562.9616 | 1224085390.8211 | 1543936884.3291 | 1778110995.725
Option 2B |  |  | $ | 667549969.7679 | 1976960843.2935 | 1925393446.044 | 1892361797.7335 | 2028339092.7852 | 1800669175.6668 | 1758631492.2312 | 1821236145.9369 | 6634715334.3804 | 1854278187.8899 | 4665899734.5228 | -444502226.5127 | 565839960.2009 | 576966481.5771 | 1599560804.2918 | 521808948.1172 | 1505446629.0019 | 582291705.3543 | 1372985036.6724 | 670885731.5709 | 1227379700.4334 | 1547104111.565 | 1227607113.2173 | 1551754558.944 | 1778564550.7029
Option 2C |  |  | $ | 667520357.4791 | 1976912878.5325 | 1925382457.9502 | 1892331916.4936 | 2028321774.0734 | 1800273558.0595 | 1758426641.1452 | 1820945817.7535 | 6601872666.2768 | 1854169740.1853 | 4667945519.674 | -445001480.1731 | 565512223.754 | 576748164.7135 | 1607307887.8036 | 521521027.6034 | 1513286180.704 | 582371950.8451 | 1373072438.9614 | 670914144.2276 | 1218434472.5743 | 1547456957.3218 | 1230745389.6713 | 1549819213.2624 | 1781122715.5323
Option 3B |  |  | $ | 667529749.8752 | 1976928257.2575 | 1925386440.9088 | 1892341364.8899 | 2028336858.2144 | 1800640819.3427 | 1758883784.8449 | 1821282399.4383 | 6637304858.7845 | 1854196014.3226 | 4665158908.4336 | -444605055.3847 | 565847157.2305 | 576958274.1609 | 1560678981.5532 | 521171395.1623 | 1523878070.6669 | 582476913.8301 | 1373046336.0649 | 671015313.0016 | 1219339334.7055 | 1562768968.7634 | 1226633756.3644 | 1546439782.445 | 1778643518.1706
Option 3C |  |  | $ | 667537808.2026 | 1976941037.3031 | 1925389418.5692 | 1892349388.1268 | 2028325060.2055 | 1800149312.7456 | 1758375891.8878 | 1820846582.4968 | 6598022470.6932 | 1854158017.4233 | 4668256585.2395 | -445204695.7408 | 565349631.2715 | 576547307.5646 | 1567492819.679 | 521567433.8079 | 1532569672.54 | 582547834.9636 | 1372721633.9558 | 671204867.2784 | 1209955828.2077 | 1563348136.7242 | 1229416544.0311 | 1544782173.2374 | 1781019133.4971
Option name | S4 | Fast | Unit | FY2021/22 | FY2022/23 | FY2023/24 | FY2024/25 | FY2025/26 | FY2026/27 | FY2027/28 | FY2028/29 | FY2029/30 | FY2030/31 | FY2031/32 | FY2032/33 | FY2033/34 | FY2034/35 | FY2035/36 | FY2036/37 | FY2037/38 | FY2038/39 | FY2039/40 | FY2040/41 | FY2041/42 | FY2042/43 | FY2043/44 | FY2044/45 | FY2045/46
Base case |  |  | $ | 732242794.9482 | 2268026429.9863 | 2737015894.3339 | 2005887612.2881 | 3522478130.7381 | 3107184700.3417 | 2241310108.138 | 5225578520.0355 | 14455656633.3562 | 2746298506.5177 | 1843649730.2852 | 4843339793.8342 | 2334320076.4701 | 3254148219.9857 | 6908592713.2414 | 5748816397.2919 | 11093057887.7918 | 2627403044.8195 | 1421160202.0862 | 902818170.427 | 3213593860.8699 | 4737813139.0527 | 979819799.689 | 1259851551.5736 | 927056484.0329
Option 1A |  |  | $ | 732217817.1277 | 2268039619.8649 | 2617223726.2387 | 2011483271.0196 | 3717784370.7367 | 2824363620.1668 | 2096747701.6007 | 5833181750.3356 | 14926913976.7108 | 1389649994.771 | 1687320163.9349 | 4550382342.4151 | 2404726865.1394 | 3245260818.2749 | 6504384010.5136 | 5813156900.4774 | 10318467057.8258 | 2786639395.7635 | 1410624608.5691 | 966770326.7754 | 3460172050.0386 | 4837146077.4163 | 1084638342.3089 | 1286087970.7354 | 978298152.7241
Option 1B |  |  | $ | 732161430.3046 | 2267940716.2619 | 2605345517.7115 | 2018464152.0782 | 3721821236.1793 | 2850589686.4513 | 2142636174.1843 | 5859938037.4901 | 14828851922.7442 | 1454672896.546 | 1690408216.739 | 4029068614.9888 | 2485037035.1759 | 3046907039.4207 | 6833961769.7547 | 5367233763.7733 | 10066420000.7268 | 3001222706.4407 | 1294748746.756 | 1074972195.0979 | 3598537275.7657 | 4963863360.4903 | 1113730709.991 | 1241856703.8791 | 963056313.2689
Option 1C |  |  | $ | 732166891.188 | 2267955223.012 | 2608558286.8118 | 2018706048.6004 | 3721805739.3789 | 2930661277.4927 | 2070410742.3289 | 5923560223.2675 | 14840937376.833 | 1453330074.1312 | 1704733939.9008 | 3868879640.784 | 2501318834.8267 | 3049826306.2819 | 6834502282.3609 | 5370029208.813 | 10073939261.2388 | 3020814798.7897 | 1316426335.8103 | 1083235725.4072 | 3585865598.5202 | 4961099563.8297 | 1114978395.9701 | 1240203051.8288 | 963186451.4684
Option 2B |  |  | $ | 732256138.5552 | 2268067189.7837 | 2630205395.2523 | 1997618470.4272 | 3662734599.4715 | 2825695619.0421 | 2203293331.5227 | 5699468461.0418 | 14963929943.2875 | 1211511178.9676 | 1808187599.9853 | 3874894909.1153 | 2755215325.5206 | 3014303961.2976 | 7117530575.7632 | 5571413168.1247 | 9597240117.5342 | 2847632602.4692 | 1074476357.8976 | 1251947746.2043 | 3547869778.9724 | 4864087416.3951 | 1165344404.6108 | 1326692045.3645 | 981139918.1359
Option 2C |  |  | $ | 732249893.8382 | 2268053520.0095 | 2642137916.1483 | 1999354241.7701 | 3667355870.9163 | 2830229053.6634 | 2079635778.9502 | 5816432569.1842 | 15042482494.8841 | 1206548190.5199 | 1804424686.4822 | 3772800763.5964 | 2752633646.641 | 3020708884.711 | 7082381088.4929 | 5583963044.1603 | 9591512748.037 | 2864731383.525 | 1078551520.6122 | 1254297476.6505 | 3553416333.2657 | 4866245057.9481 | 1164334752.2307 | 1327061890.2166 | 981149607.8599
Option 3B |  |  | $ | 732248525.2489 | 2268046210.9917 | 2614577558.6401 | 1996031947.0427 | 3675815618.7315 | 2818578201.2965 | 2132642942.2382 | 5655019382.1295 | 15026965749.376 | 1295047097.6705 | 1809582511.8444 | 3925564921.0921 | 2618855989.5394 | 3013715784.6795 | 7153296485.2855 | 5631683358.7841 | 9501166318.6403 | 2851491686.3133 | 1091305194.1397 | 1197932400.7656 | 3499258111.3326 | 5051805183.8294 | 1122288515.3404 | 1305488136.3951 | 986695192.3324
Option 3C |  |  | $ | 732241723.7016 | 2268031516.8898 | 2630183975.2823 | 1997853529.151 | 3692338114.1148 | 2815687687.1953 | 2074623345.2204 | 5817846063.3279 | 15028622287.5365 | 1254320277.3687 | 1806525886.5932 | 3764248867.6938 | 2670387541.5424 | 3014862920.9767 | 7116770122.9083 | 5635326986.779 | 9510831501.946 | 2875816861.3666 | 1102635032.1074 | 1195885751.3689 | 3501113218.9943 | 5053730246.2886 | 1125541166.9693 | 1302853453.6996 | 987663726.9643
Competition benefits - cost savings |  |  |  | 2022 | 2023 | 2024 | 2025 | 2026 | 2027 | 2028 | 2029 | 2030 | 2031 | 2032 | 2033 | 2034 | 2035 | 2036 | 2037 | 2038 | 2039 | 2040 | 2041 | 2042 | 2043 | 2044 | 2045 | 2046
Option name | S1 | Central | Unit | FY2021/22 | FY2022/23 | FY2023/24 | FY2024/25 | FY2025/26 | FY2026/27 | FY2027/28 | FY2028/29 | FY2029/30 | FY2030/31 | FY2031/32 | FY2032/33 | FY2033/34 | FY2034/35 | FY2035/36 | FY2036/37 | FY2037/38 | FY2038/39 | FY2039/40 | FY2040/41 | FY2041/42 | FY2042/43 | FY2043/44 | FY2044/45 | FY2045/46
Base case |  |  | $ | 0 | 0 | 0 | 0 | 0 | 0 | 0 | 0 | 0 | 0 | 0 | 0 | 0 | 0 | 0 | 0 | 0 | 0 | 0 | 0 | 0 | 0 | 0 | 0 | 0
Option 1A |  |  | $
Option 1B |  |  | $
Option 1C |  |  | $
Option 2B |  |  | $
Option 2C |  |  | $ | 0 | 0 | 0 | 0 | 0 | 0 | 33675624.444 | 39373896.7606 | 58720668.4013 | 50086685.7262 | 47846198.7662 | 70214320.1019 | 57031661.2909 | 31620726.4254 | 14178060.0921 | 25921537.6715 | 14260481.026 | 18569463.0477 | 19769313.005 | 16700913.5643 | 28386090.7117 | -7350669.7405 | 5398483.5172 | 7278816.5872 | 1741605.4619
Option 3B |  |  | $
Option 3C |  |  | $ | 0 | 0 | 0 | 0 | 0 | 0 | 34924104.4923 | 39848138.3416 | 59787200.9399 | 51307998.0491 | 47884152.7991 | 71914046.2273 | 58702103.1797 | 33107641.2699 | 14552278.5918 | 28360766.4551 | 13804804.523 | 20171442.2682 | 18617378.9827 | 18377846.1475 | 27505613.7546 | -8614668.2018 | 6787473.5334 | 8551316.1963 | 1876334.6261
Option name | S2 | Step | Unit | FY2021/22 | FY2022/23 | FY2023/24 | FY2024/25 | FY2025/26 | FY2026/27 | FY2027/28 | FY2028/29 | FY2029/30 | FY2030/31 | FY2031/32 | FY2032/33 | FY2033/34 | FY2034/35 | FY2035/36 | FY2036/37 | FY2037/38 | FY2038/39 | FY2039/40 | FY2040/41 | FY2041/42 | FY2042/43 | FY2043/44 | FY2044/45 | FY2045/46
Base case |  |  | $ | 0 | 0 | 0 | 0 | 0 | 0 | 0 | 0 | 0 | 0 | 0 | 0 | 0 | 0 | 0 | 0 | 0 | 0 | 0 | 0 | 0 | 0 | 0 | 0 | 0
Option 1A |  |  | $
Option 1B |  |  | $
Option 1C |  |  | $
Option 2B |  |  | $
Option 2C |  |  | $ | 0 | 0 | 0 | 0 | 0 | 0 | 22023590.8761 | 17785692.6252 | 9859857.9419 | 19166661.3553 | 619576.3701 | 9642521.154 | 19682252.6767 | 8228861.1674 | 3174669.5414 | 3188425.3189 | -7187568.2942 | -7950237.5098 | -14983313.7981 | 156950.6285 | -7662381.2346 | -7318780.9679 | -5226782.0326 | -4102767.1898 | -6819925.7292
Option 3B |  |  | $
Option 3C |  |  | $ | 0 | 0 | 0 | 0 | 0 | 0 | 23156159.2312 | 18454360.1044 | 11305497.7859 | 19862526.6575 | 1583399.588 | 12004386.9714 | 21658628.2421 | 10756302.1713 | 2290017.6616 | 4113716.4254 | -7005741.7258 | -7134966.0073 | -14502653.0701 | -228998.7655 | -6035677.3527 | -8841372.4103 | -5236562.736 | -4116481.9211 | -6831988.7355
Option name | S3 | Slow | Unit | FY2021/22 | FY2022/23 | FY2023/24 | FY2024/25 | FY2025/26 | FY2026/27 | FY2027/28 | FY2028/29 | FY2029/30 | FY2030/31 | FY2031/32 | FY2032/33 | FY2033/34 | FY2034/35 | FY2035/36 | FY2036/37 | FY2037/38 | FY2038/39 | FY2039/40 | FY2040/41 | FY2041/42 | FY2042/43 | FY2043/44 | FY2044/45 | FY2045/46
Base case |  |  | $ | 0 | 0 | 0 | 0 | 0 | 0 | 0 | 0 | 0 | 0 | 0 | 0 | 0 | 0 | 0 | 0 | 0 | 0 | 0 | 0 | 0 | 0 | 0 | 0 | 0
Option 1A |  |  | $
Option 1B |  |  | $
Option 1C |  |  | $
Option 2B |  |  | $
Option 2C |  |  | $ | 0 | 0 | 0 | 0 | 0 | 0 | 13542871.1207 | 4171522.7076 | 1662409.6888 | 959015.3427 | 661780.7028 | 1744381.0878 | 1807626.9445 | 2745320.1849 | 12077050.0493 | 9350157.6378 | 17674463.1963 | 20825722.082 | 21177081.3257 | 15348484.641 | 22105775.9377 | 19567303.4089 | 18408498.414 | 23642748.4754 | 2334952.2554
Option 3B |  |  | $
Option 3C |  |  | $ | 0 | 0 | 0 | 0 | 0 | 0 | 13889621.8322 | 4316075.8924 | 1896741.0276 | 791386.9121 | 857326.3444 | 1660603.4599 | 1828875.2146 | 3061559.0787 | 12077078.0483 | 9654212.601 | 18561886.4984 | 20687824.0711 | 22951454.3469 | 16165379.9269 | 23147740.9173 | 20712496.2749 | 19744341.5147 | 25154628.427 | 2386313.0489
Option name | S4 | Fast | Unit | FY2021/22 | FY2022/23 | FY2023/24 | FY2024/25 | FY2025/26 | FY2026/27 | FY2027/28 | FY2028/29 | FY2029/30 | FY2030/31 | FY2031/32 | FY2032/33 | FY2033/34 | FY2034/35 | FY2035/36 | FY2036/37 | FY2037/38 | FY2038/39 | FY2039/40 | FY2040/41 | FY2041/42 | FY2042/43 | FY2043/44 | FY2044/45 | FY2045/46
Base case |  |  | $ | 0 | 0 | 0 | 0 | 0 | 0 | 0 | 0 | 0 | 0 | 0 | 0 | 0 | 0 | 0 | 0 | 0 | 0 | 0 | 0 | 0 | 0 | 0 | 0 | 0
Option 1A |  |  | $
Option 1B |  |  | $
Option 1C |  |  | $
Option 2B |  |  | $
Option 2C |  |  | $ | 0 | 0 | 0 | 0 | 0 | 0 | 36530393.1744 | 35005386.2063 | 37854160.1921 | 22371886.2886 | 51573024.3502 | 38016528.7051 | 33548742.3506 | 12098357.6472 | 13474485.0391 | 20517036.8268 | 9062518.0988 | 8459135.9542 | 18709838.2054 | 7134380.0515 | 15300637.0872 | -13135278.9567 | -1392730.0065 | -7380235.2046 | -15173464.7409
Option 3B |  |  | $
Option 3C |  |  | $ | 0 | 0 | 0 | 0 | 0 | 0 | 38267526.0877 | 36436778.8493 | 40418855.3272 | 23751139.9677 | 54582399.8399 | 40369047.9677 | 36117143.2366 | 14607327.7323 | 13512292.525 | 20941056.8467 | 10755878.6939 | 9421898.2021 | 19680016.4961 | 7062623.1741 | 14756219.5683 | -12650600.4271 | -1465274.8181 | -8246069.8551 | -14774662.8121
Competition benefits - demand response |  |  |  | 2022 | 2023 | 2024 | 2025 | 2026 | 2027 | 2028 | 2029 | 2030 | 2031 | 2032 | 2033 | 2034 | 2035 | 2036 | 2037 | 2038 | 2039 | 2040 | 2041 | 2042 | 2043 | 2044 | 2045 | 2046
Option name | S1 | Central | Unit | FY2021/22 | FY2022/23 | FY2023/24 | FY2024/25 | FY2025/26 | FY2026/27 | FY2027/28 | FY2028/29 | FY2029/30 | FY2030/31 | FY2031/32 | FY2032/33 | FY2033/34 | FY2034/35 | FY2035/36 | FY2036/37 | FY2037/38 | FY2038/39 | FY2039/40 | FY2040/41 | FY2041/42 | FY2042/43 | FY2043/44 | FY2044/45 | FY2045/46
Base case |  |  | $ | 0 | 0 | 0 | 0 | 0 | 0 | 0 | 0 | 0 | 0 | 0 | 0 | 0 | 0 | 0 | 0 | 0 | 0 | 0 | 0 | 0 | 0 | 0 | 0 | 0
Option 1A |  |  | $
Option 1B |  |  | $
Option 1C |  |  | $
Option 2B |  |  | $
Option 2C |  |  | $ | 0 | 0 | 0 | 0 | 0 | 0 | 10793192.1882 | 13383745.3528 | 18424477.6316 | 23603700.6582 | 11954872.5806 | 10378000.8814 | 4059817.4564 | 2786913.0718 | 39887290.898 | 42300793.8542 | 126714666.934 | 1702992.4487 | 18866144.7025 | 20420426.0555 | 20420019.1642 | 32170188.5237 | 7662555.3827 | 47441011.9348 | 27452167.8907
Option 3B |  |  | $
Option 3C |  |  | $ | 0 | 0 | 0 | 0 | 0 | 0 | 11156206.9638 | 13925678.9226 | 18859908.4972 | 22678012.4793 | 11930175.6766 | 10178720.7712 | 4179509.9825 | 2434626.0772 | 41259063.9602 | 41797276.9588 | 127890854.6942 | 1765134.3199 | 19879139.064 | 19954113.3509 | 23140686.3529 | 28285868.3489 | 7687461.3195 | 46865332.7339 | 27614623.5129
Option name | S2 | Step | Unit | FY2021/22 | FY2022/23 | FY2023/24 | FY2024/25 | FY2025/26 | FY2026/27 | FY2027/28 | FY2028/29 | FY2029/30 | FY2030/31 | FY2031/32 | FY2032/33 | FY2033/34 | FY2034/35 | FY2035/36 | FY2036/37 | FY2037/38 | FY2038/39 | FY2039/40 | FY2040/41 | FY2041/42 | FY2042/43 | FY2043/44 | FY2044/45 | FY2045/46
Base case |  |  | $ | 0 | 0 | 0 | 0 | 0 | 0 | 0 | 0 | 0 | 0 | 0 | 0 | 0 | 0 | 0 | 0 | 0 | 0 | 0 | 0 | 0 | 0 | 0 | 0 | 0
Option 1A |  |  | $
Option 1B |  |  | $
Option 1C |  |  | $
Option 2B |  |  | $
Option 2C |  |  | $ | 0 | 0 | 0 | 0 | 0 | 0 | -1111992.4853 | 4765429.4942 | 5118384.9901 | 4097948.2361 | 7640236.6982 | 57519896.0323 | 6399477.8818 | -40870.3576 | 89894433.2162 | 37369682.8892 | 231826840.7608 | 96217691.2513 | 185193331.4939 | 119643355.1406 | 183259350.2539 | 150601389.8493 | 256254415.6603 | 221108563.0142 | 106577890.2094
Option 3B |  |  | $
Option 3C |  |  | $ | 0 | 0 | 0 | 0 | 0 | 0 | -1536950.1657 | 4215147.7139 | 5288494.8093 | 3513631.0124 | 7908957.0056 | 55380698.9324 | 6764812.2831 | 66285.9765 | 87464899.5596 | 36735252.4039 | 237542285.4695 | 98756348.5073 | 182742254.9286 | 118131725.5104 | 184026544.8221 | 153142884.3615 | 252683863.4364 | 222496835.0967 | 106417018.148
Option name | S3 | Slow | Unit | FY2021/22 | FY2022/23 | FY2023/24 | FY2024/25 | FY2025/26 | FY2026/27 | FY2027/28 | FY2028/29 | FY2029/30 | FY2030/31 | FY2031/32 | FY2032/33 | FY2033/34 | FY2034/35 | FY2035/36 | FY2036/37 | FY2037/38 | FY2038/39 | FY2039/40 | FY2040/41 | FY2041/42 | FY2042/43 | FY2043/44 | FY2044/45 | FY2045/46
Base case |  |  | $ | 0 | 0 | 0 | 0 | 0 | 0 | 0 | 0 | 0 | 0 | 0 | 0 | 0 | 0 | 0 | 0 | 0 | 0 | 0 | 0 | 0 | 0 | 0 | 0 | 0
Option 1A |  |  | $
Option 1B |  |  | $
Option 1C |  |  | $
Option 2B |  |  | $
Option 2C |  |  | $ | 0 | 0 | 0 | 0 | 0 | 0 | 580068.7507 | 599846.1959 | 51928.7943 | -79993.6395 | 17439.7094 | 22717650.965 | -82557.8194 | 418197.5908 | 30521111.7195 | 16010372.6608 | 53652565.997 | 5655812.4681 | 17024949.0988 | 282870.0698 | 30691958.3293 | 10322998.2885 | 11294752.287 | 8736690.7952 | 10018342.9264
Option 3B |  |  | $
Option 3C |  |  | $ | 0 | 0 | 0 | 0 | 0 | 0 | 568334.0268 | 537206.8955 | 28227.1582 | -80926.5595 | 13016.143 | 22815753.1347 | -84883.8142 | 373599.2257 | 30771429.2639 | 16011072.2795 | 52966605.7005 | 6663589.5202 | 16249960.2664 | 405917.2391 | 29155744.8963 | 11315869.768 | 12278686.076 | 8931823.8957 | 10332779.1751
Option name | S4 | Fast | Unit | FY2021/22 | FY2022/23 | FY2023/24 | FY2024/25 | FY2025/26 | FY2026/27 | FY2027/28 | FY2028/29 | FY2029/30 | FY2030/31 | FY2031/32 | FY2032/33 | FY2033/34 | FY2034/35 | FY2035/36 | FY2036/37 | FY2037/38 | FY2038/39 | FY2039/40 | FY2040/41 | FY2041/42 | FY2042/43 | FY2043/44 | FY2044/45 | FY2045/46
Base case |  |  | $ | 0 | 0 | 0 | 0 | 0 | 0 | 0 | 0 | 0 | 0 | 0 | 0 | 0 | 0 | 0 | 0 | 0 | 0 | 0 | 0 | 0 | 0 | 0 | 0 | 0
Option 1A |  |  | $
Option 1B |  |  | $
Option 1C |  |  | $
Option 2B |  |  | $
Option 2C |  |  | $ | 0 | 0 | 0 | 0 | 0 | 0 | 4645055.0588 | 12801040.8 | 2208092.1887 | 2588779.842 | 3378943.6522 | -528688.0271 | 1403358.5304 | 229847.6418 | 13037571.1556 | 33522422.6303 | 188548046.924 | 14684720.1894 | 38030954.3478 | 16536304.6632 | 80057913.4855 | 62627989.7716 | 20540187.6054 | 42972448.0272 | 44161472.6877
Option 3B |  |  | $
Option 3C |  |  | $ | 0 | 0 | 0 | 0 | 0 | 0 | 4521885.6916 | 13168890.4504 | 2361694.5743 | 2572093.4321 | 3248232.6096 | -188516.0538 | 1517515.603 | 184867.1567 | 12129613.0747 | 33221263.4381 | 187966815.8388 | 14273513.8395 | 37785876.569 | 17969483.6823 | 79607449.6291 | 63577584.9716 | 20581304.1185 | 45704830.1115 | 45204401.5135

## Escalation inputs
Escalation of inputs
Index Numbers ; All groups CPI ; Australia ;
Unit | Index Numbers
Series Type | Original
Data Type | INDEX
Frequency | Quarter
Collection Month | 3
Series Start | 1948-09-01
Series End | 2021-03-01
No. Obs | 291
Series ID | A2325846C
2019-03-01 | 114.1
2019-06-01 | 114.8
2019-09-01 | 115.4
2019-12-01 | 116.2
2020-03-01 | 116.6
2020-06-01 | 116.8 | Adjustment due to effect of COVID
2020-09-01 | 117 | Adjustment due to effect of COVID
2020-12-01 | 117.2
2021-03-01 | 117.9
2021-06-01 | 118.6301
June 2021 quarter assumption
Assumed annual inflation rate | 2.5%
Quarterly rate | 0.6192%
Escalation factor from FY2020 to FY2021
2020-06-01 | 116.8
2021-06-01 | 118.6301
Escalation factor | 1.0157
Escalation factor from FY2019 to FY2021
2019-06-01 | 114.8
2021-06-01 | 118.6301
Escalation factor | 1.0334
Input escalation | From | To | Factor
TransGrid cost inputs | 2020 | 2021 | 1.0157
EY benefit inputs | 2019 | 2021 | 1.0334

## Pos charts
Output for PACR positioning assessment (without competition benefits)
NPV results
NPV | Option | Central | Step | Slow | Fast | Weighted
Route 1 | Option 1A | -333.0427 | -177.8582 | -1011.3146 | -306.4358 | -361.8509
| Option 1B | -370.8774 | -175.4651 | -1388.553 | -330.7192 | -421.515
| Option 1C | -181.6195 | 7.2229 | -1206.1729 | -135.7621 | -232.5491
Route 2 | Option 2B | -639.3116 | -62.3499 | -2015.4796 | -599.0902 | -649.4696
| Option 2C | -32.6457 | 537.1622 | -1412.6233 | 9.373 | -44.0763
Route 3 | Option 3B | -286.7708 | 309.1664 | -1659.6593 | -247.717 | -293.1561
| Option 3C | 48.6049 | 633.579 | -1339.8707 | 90.6487 | 39.3653
Rank | Option | Central | Step | Slow | Fast | Weighted
Route 1 | Option 1A | 5 | 7 | 1 | 5 | 5
| Option 1B | 6 | 6 | 4 | 6 | 6
| Option 1C | 3 | 4 | 2 | 3 | 3
Route 2 | Option 2B | 7 | 5 | 7 | 7 | 7
| Option 2C | 2 | 2 | 5 | 2 | 2
Route 3 | Option 3B | 4 | 3 | 6 | 4 | 4
| Option 3C | 1 | 1 | 3 | 1 | 1
% of max | Option | Central | Step | Slow | Fast | Weighted
Route 1 | Option 1A | -6.852 | -0.28072 | 1 | -3.3805 | -9.1921
| Option 1B | -7.6305 | -0.27694 | 1.373 | -3.6484 | -10.7078
| Option 1C | -3.7367 | 0.0114 | 1.1927 | -1.4977 | -5.9075
Route 2 | Option 2B | -13.1532 | -0.098409 | 1.9929 | -6.6089 | -16.4985
| Option 2C | -0.67165 | 0.84782 | 1.3968 | 0.1034 | -1.1197
Route 3 | Option 3B | -5.9 | 0.48797 | 1.6411 | -2.7327 | -7.4471
| Option 3C | 1 | 1 | 1.3249 | 1 | 1
Central | [6 empty] | Fast | Step | Slow | Weighted
For positioning | [6 empty] | For positioning | For positioning | For positioning | For positioning
NPV results
Central | [6 empty] | Fast | Step | Slow
For positioning | [6 empty] | For positioning | For positioning | For positioning
Cumulative gross benefits over time - Option 3C
Central | [6 empty] | Fast | Step | Slow
For positioning | [6 empty] | For positioning | For positioning | For positioning

## Pos chart tables
Chart tables
NPV results
Option | Unit | Central | Step | Slow | Fast | Weighted
Option 1A | $ | -333.0427 | -177.8582 | -1011.3146 | -306.4358 | -361.8509
Option 1B | $ | -370.8774 | -175.4651 | -1388.553 | -330.7192 | -421.515
Option 1C | $ | -181.6195 | 7.2229 | -1206.1729 | -135.7621 | -232.5491
Option 2B | $ | -639.3116 | -62.3499 | -2015.4796 | -599.0902 | -649.4696
Option 2C | $ | -32.6457 | 537.1622 | -1412.6233 | 9.373 | -44.0763
Option 3B | $ | -286.7708 | 309.1664 | -1659.6593 | -247.717 | -293.1561
Option 3C | $ | 48.6049 | 633.579 | -1339.8707 | 90.6487 | 39.3653
Option ranking
Option | Unit | Central | Step | Slow | Fast | Weighted
Option 1A | $ | 5 | 7 | 1 | 5 | 5
Option 1B | $ | 6 | 6 | 4 | 6 | 6
Option 1C | $ | 3 | 4 | 2 | 3 | 3
Option 2B | $ | 7 | 5 | 7 | 7 | 7
Option 2C | $ | 2 | 2 | 5 | 2 | 2
Option 3B | $ | 4 | 3 | 6 | 4 | 4
Option 3C | $ | 1 | 1 | 3 | 1 | 1
NPV percentage of top ranked option
Option | Unit | Central | Step | Slow | Fast | Weighted
Option 1A | $ | -685.2% | -28.07% | 100% | -338% | -919.2%
Option 1B | $ | -763% | -27.69% | 137.3% | -364.8% | -1071%
Option 1C | $ | -373.7% | 1.14% | 119.3% | -149.8% | -590.7%
Option 2B | $ | -1315% | -9.841% | 199.3% | -660.9% | -1650%
Option 2C | $ | -67.17% | 84.78% | 139.7% | 10.34% | -112%
Option 3B | $ | -590% | 48.8% | 164.1% | -273.3% | -744.7%
Option 3C | $ | 100% | 100% | 132.5% | 100% | 100%
Breakdown of estimated costs and market benefits, PV
[5 empty] | Route 1 |  |  | Route 2 |  | Route 3
Central |  |  |  | Unit | Option 1A | Option 1B | Option 1C | Option 2B | Option 2C | Option 3B | Option 3C
Transmission capex |  |  |  | $m, PV | -1552.4997 | -2028.2549 | -1873.3791 | -2644.7369 | -2083.6954 | -2319.3099 | -2032.3963
Transmission opex |  |  |  | $m, PV | -63.728 | -86.3249 | -74.9642 | -136.7593 | -112.16 | -111.1737 | -103.3116
Avoided unserved energy |  |  |  | $m, PV | -3.4072 | 0.52065 | -10.9152 | -9.5676 | -22.7736 | -8.6002 | -22.8177
Avoided REZ transmission capex |  |  |  | $m, PV | 148.7855 | 232.3054 | 231.0568 | 373.5745 | 375.5334 | 361.8638 | 368.6477
Avoided fuel costs |  |  |  | $m, PV | 206.3623 | 248.6621 | 253.2071 | 474.7453 | 485.7823 | 477.1767 | 495.2435
Avoided voluntary load curtailment |  |  |  | $m, PV | 37.8992 | 34.1154 | 35.3869 | 25.386 | 27.6852 | 29.5087 | 32.7179
Avoided generation/storage costs (excl. fuel costs) |  |  |  | $m, PV | 893.5452 | 1228.0988 | 1257.9882 | 1278.0464 | 1296.9823 | 1283.7639 | 1310.5216
Competition benefits |  |  |  | $m, PV | 0 | 0 | 0 | 0 | 0 | 0 | 0
NPV |  |  |  | $m, PV | -333.0427 | -370.8774 | -181.6195 | -639.3116 | -32.6457 | -286.7708 | 48.6049
[5 empty] | Route 1 |  |  | Route 2 |  | Route 3
Step |  |  |  | Unit | Option 1A | Option 1B | Option 1C | Option 2B | Option 2C | Option 3B | Option 3C
Transmission capex |  |  |  | $m, PV | -1552.4997 | -2028.2549 | -1873.3791 | -2644.7369 | -2083.6954 | -2319.3099 | -2032.3963
Transmission opex |  |  |  | $m, PV | -63.728 | -86.3249 | -74.9642 | -136.7593 | -112.16 | -111.1737 | -103.3116
Avoided unserved energy |  |  |  | $m, PV | -3.8651 | -7.9449 | -8.306 | -5.6485 | -4.5332 | -4.1213 | -8.5957
Avoided REZ transmission capex |  |  |  | $m, PV | 184.8372 | 242.2851 | 239.7504 | 455.19 | 457.8221 | 481.8539 | 481.6519
Avoided fuel costs |  |  |  | $m, PV | 88.805 | 191.9859 | 204.311 | 333.4815 | 334.7989 | 345.0742 | 337.7298
Avoided voluntary load curtailment |  |  |  | $m, PV | 44.2803 | 65.1435 | 65.2078 | 30.1519 | 30.7795 | 39.4649 | 38.675
Avoided generation/storage costs (excl. fuel costs) |  |  |  | $m, PV | 1124.3121 | 1447.6452 | 1454.6031 | 1905.9713 | 1914.1502 | 1877.3784 | 1919.8261
Competition benefits |  |  |  | $m, PV | 0 | 0 | 0 | 0 | 0 | 0 | 0
NPV |  |  |  | $m, PV | -177.8582 | -175.4651 | 7.2229 | -62.3499 | 537.1622 | 309.1664 | 633.579
[5 empty] | Route 1 |  |  | Route 2 |  | Route 3
Slow |  |  |  | Unit | Option 1A | Option 1B | Option 1C | Option 2B | Option 2C | Option 3B | Option 3C
Transmission capex |  |  |  | $m, PV | -1552.4997 | -2028.2549 | -1873.3791 | -2644.7369 | -2083.6954 | -2319.3099 | -2032.3963
Transmission opex |  |  |  | $m, PV | -63.728 | -86.3249 | -74.9642 | -136.7593 | -112.16 | -111.1737 | -103.3116
Avoided unserved energy |  |  |  | $m, PV | 76.0532 | 108.1317 | 108.3602 | 105.3802 | 106.9706 | 104.8255 | 106.1063
Avoided REZ transmission capex |  |  |  | $m, PV | -0.0030226 | -20.5118 | -24.0279 | 71.8946 | 65.0867 | 71.371 | 64.2367
Avoided fuel costs |  |  |  | $m, PV | 7.1426 | 15.3052 | 26.571 | 45.606 | 50.5913 | 43.2671 | 52.5804
Avoided voluntary load curtailment |  |  |  | $m, PV | 5.2125 | 13.2026 | 13.7028 | 11.4775 | 13.1833 | 11.4088 | 13.3802
Avoided generation/storage costs (excl. fuel costs) |  |  |  | $m, PV | 516.5079 | 609.8991 | 617.5643 | 531.6582 | 547.4002 | 539.952 | 559.5337
Competition benefits |  |  |  | $m, PV | 0 | 0 | 0 | 0 | 0 | 0 | 0
NPV |  |  |  | $m, PV | -1011.3146 | -1388.553 | -1206.1729 | -2015.4796 | -1412.6233 | -1659.6593 | -1339.8707
[5 empty] | Route 1 |  |  | Route 2 |  | Route 3
Fast |  |  |  | Unit | Option 1A | Option 1B | Option 1C | Option 2B | Option 2C | Option 3B | Option 3C
Transmission capex |  |  |  | $m, PV | -1552.4997 | -2028.2549 | -1873.3791 | -2644.7369 | -2083.6954 | -2319.3099 | -2032.3963
Transmission opex |  |  |  | $m, PV | -63.728 | -86.3249 | -74.9642 | -136.7593 | -112.16 | -111.1737 | -103.3116
Avoided unserved energy |  |  |  | $m, PV | -12.9032 | 8.2217 | 7.4328 | 6.5759 | 5 | -1.1513 | 0.74681
Avoided REZ transmission capex |  |  |  | $m, PV | 173.1698 | 256.8044 | 253.0533 | 469.0358 | 463.635 | 468.6716 | 461.7651
Avoided fuel costs |  |  |  | $m, PV | 332.2635 | 422.6528 | 463.307 | 487.6184 | 514.7188 | 474.1528 | 530.1881
Avoided voluntary load curtailment |  |  |  | $m, PV | 29.2855 | 39.5538 | 43.1031 | 30.4018 | 33.0597 | 28.3121 | 33.6109
Avoided generation/storage costs (excl. fuel costs) |  |  |  | $m, PV | 787.9763 | 1056.6279 | 1045.685 | 1188.7741 | 1188.8148 | 1212.7814 | 1200.0458
Competition benefits |  |  |  | $m, PV | 0 | 0 | 0 | 0 | 0 | 0 | 0
NPV |  |  |  | $m, PV | -306.4358 | -330.7192 | -135.7621 | -599.0902 | 9.373 | -247.717 | 90.6487
Breakdown of annual gross market benefits
Central |  |  |  |  | 2022 | 2023 | 2024 | 2025 | 2026 | 2027 | 2028 | 2029 | 2030 | 2031 | 2032 | 2033 | 2034 | 2035 | 2036 | 2037 | 2038 | 2039 | 2040 | 2041 | 2042 | 2043 | 2044 | 2045 | 2046
Option 3C |  |  |  | Unit | FY2021/22 | FY2022/23 | FY2023/24 | FY2024/25 | FY2025/26 | FY2026/27 | FY2027/28 | FY2028/29 | FY2029/30 | FY2030/31 | FY2031/32 | FY2032/33 | FY2033/34 | FY2034/35 | FY2035/36 | FY2036/37 | FY2037/38 | FY2038/39 | FY2039/40 | FY2040/41 | FY2041/42 | FY2042/43 | FY2043/44 | FY2044/45 | FY2045/46
Avoided unserved energy |  |  |  | $, real | 232.6665 | 49.5169 | -1448944.2355 | -622413.3846 | -7509420.5892 | 6087732.9426 | 327.5225 | -10660297.5869 | 364.8208 | -7754998.6985 | -2956996.9346 | 432.3511 | 458.4031 | 486.1339 | 14376400.3402 | 544.9735 | -33601125.8841 | 610.5765 | -2315119.2455 | 687.0925 | 725.0984 | 5592266.996 | 817.5259 | -5179904.4863 | 912.3789
Avoided REZ transmission capex |  |  |  | $, real | 432.1666 | 2168.0526 | 309.77 | 233.9772 | 433.6755 | 488.5392 | 342.9654 | 1539.0406 | 245906467.353 | 64.9167 | 84.5306 | 363.6278 | 106.8182 | 230.536 | 274666317.1495 | 51.5145 | 260711706.7084 | 5988917.9387 | 8093176.8932 | 120.0033 | -13680465.4015 | -48120606.0601 | -11429055.29 | 135521710.0498 | -46434354.4397
Avoided fuel costs |  |  |  | $, real | 6968.5786 | 7539.0734 | -923204.1305 | -1127941.585 | 2194959.3963 | 17246073.6136 | 58583493.7674 | 54653595.8262 | 94962885.2829 | 40473966.9928 | 16256283.1634 | 13815499.9561 | 13479332.5249 | 33805243.9332 | -9544467.1474 | 55023729.1664 | 107954859.1206 | 69728755.3482 | 54103107.9971 | 43583179.5976 | 105644556.4852 | 177525613.2907 | 164287585.4393 | 73766184.6539 | 135959955.4676
Avoided voluntary load curtailment |  |  |  | $, real | 1054.9702 | 1083.3116 | -161163.8107 | 459886.303 | -2060348.8151 | 10094738.0627 | 6334125.3918 | -16185267.7373 | 8527636.7039 | 1009143.3482 | -1497237.9103 | 18930648.678 | 791589.4847 | -11459037.6027 | 23999976.6962 | 4115181.9317 | 67918932.1726 | -86597.3336 | -1516506.1637 | 22671177.7625 | -21816568.2659 | 5657013.175 | -30379638.7535 | -36329751.4608 | 5886166.3387
Avoided generation/storage costs (excl. fuel costs) |  |  |  | $, real | 19973.4427 | 42032.358 | 46039424.7405 | 1143810.1236 | 25398131.3642 | 109301187.0135 | 331071312.8058 | -50549934.7634 | -608705205.1931 | 1505392386.3256 | 40193751.2826 | 367019137.3397 | -20824480.1164 | 112506082.7527 | -66179611.5533 | 511600683.9821 | 448415588.1686 | 174320194.8042 | 214143354.8619 | -119779274.6241 | -430155862.6378 | 51467762.4392 | -251219069.9335 | 25147817.5845 | -56639348.6644
Competition benefits |  |  |  | $, real | 0 | 0 | 0 | 0 | 0 | 0 | 0 | 0 | 0 | 0 | 0 | 0 | 0 | 0 | 0 | 0 | 0 | 0 | 0 | 0 | 0 | 0 | 0 | 0 | 0
Step |  |  |  |  | 2022 | 2023 | 2024 | 2025 | 2026 | 2027 | 2028 | 2029 | 2030 | 2031 | 2032 | 2033 | 2034 | 2035 | 2036 | 2037 | 2038 | 2039 | 2040 | 2041 | 2042 | 2043 | 2044 | 2045 | 2046
Option 3C |  |  |  | Unit | FY2021/22 | FY2022/23 | FY2023/24 | FY2024/25 | FY2025/26 | FY2026/27 | FY2027/28 | FY2028/29 | FY2029/30 | FY2030/31 | FY2031/32 | FY2032/33 | FY2033/34 | FY2034/35 | FY2035/36 | FY2036/37 | FY2037/38 | FY2038/39 | FY2039/40 | FY2040/41 | FY2041/42 | FY2042/43 | FY2043/44 | FY2044/45 | FY2045/46
Avoided unserved energy |  |  |  | $, real | -662.5286 | 172.7415 | 180.7828 | -455492.0887 | -10962479.4276 | -187.5493 | -198.6229 | -209.1085 | -221.0605 | -233.5315 | -249.2913 | -260.0605 | -277.0023 | -295.7277 | -311.9494 | -329.8776 | -351.308 | -371.9034 | -395.2781 | -419.2097 | -443.0783 | -472.0792 | -504.383 | -531.6835 | -563.9065
Avoided REZ transmission capex |  |  |  | $, real | -301.0062 | -1165.2165 | -221.7764 | -276.64 | -564.532 | 1119.0722 | 65534384.5457 | 112076703.2302 | 141841963.0315 | -2412004.6812 | -598404.0058 | -76276341.822 | 36403712.3055 | 13640655.0114 | 1749477770.9232 | -1062637478.6141 | -293044508.0797 | 12484704.5985 | -33649608.1638 | 50714606.9813 | -171199737.5138 | 400051140.6209 | 161089305.1161 | 1198209.2727 | -87554763.7894
Avoided fuel costs |  |  |  | $, real | 2279468.585 | 2783432.9141 | 1573404.2942 | 231345.0029 | -14433109.7348 | -14556837.5754 | -4867281.7937 | 5690967.5567 | -10164648.4015 | 23013919.3395 | -1139563.7932 | -18742250.7749 | 50313893.0905 | 32088099.924 | -49273430.027 | 61205939.7058 | 181574623.5762 | 110232381.5204 | 88660540.0473 | 60546554.3675 | 235297217.0059 | 111512901.1812 | -61913241.642 | 81095611.6344 | 212380431.9921
Avoided voluntary load curtailment |  |  |  | $, real | -724.3104 | -661.5296 | -786.5579 | -574557.1747 | -3771291.584 | -2830291.5778 | 1300430.7308 | 4872932.3642 | -1089.83 | 2561124.7617 | -8060733.3123 | 49574806.9209 | -565414.8044 | -1699614.4862 | 42646252.8432 | 19831723.9563 | -35039124.64 | 663815.083 | 12944471.0851 | 8148964.7806 | -3223125.8929 | -1487655.2576 | 29630597.582 | -38931316.2055 | 9827005.7666
Avoided generation/storage costs (excl. fuel costs) |  |  |  | $, real | -9302.0369 | -85566.5478 | 69434982.0609 | 62590271.6596 | 334537655.1725 | 1636894439.0625 | -590059379.2687 | -421444450.7408 | 259536826.902 | -239213232.81 | 812254634.3762 | -153192762.9668 | -728554098.8362 | 98881437.2977 | 2004268719.0446 | 262289696.463 | -717668201.4398 | 601275235.3657 | 849051627.8333 | 797179465.3275 | -2006113321.1418 | 1247534887.2933 | -375640221.4972 | -292119029.4727 | -105779392.0684
Competition benefits |  |  |  | $, real | 0 | 0 | 0 | 0 | 0 | 0 | 0 | 0 | 0 | 0 | 0 | 0 | 0 | 0 | 0 | 0 | 0 | 0 | 0 | 0 | 0 | 0 | 0 | 0 | 0
Slow |  |  |  |  | 2022 | 2023 | 2024 | 2025 | 2026 | 2027 | 2028 | 2029 | 2030 | 2031 | 2032 | 2033 | 2034 | 2035 | 2036 | 2037 | 2038 | 2039 | 2040 | 2041 | 2042 | 2043 | 2044 | 2045 | 2046
Option 3C |  |  |  | Unit | FY2021/22 | FY2022/23 | FY2023/24 | FY2024/25 | FY2025/26 | FY2026/27 | FY2027/28 | FY2028/29 | FY2029/30 | FY2030/31 | FY2031/32 | FY2032/33 | FY2033/34 | FY2034/35 | FY2035/36 | FY2036/37 | FY2037/38 | FY2038/39 | FY2039/40 | FY2040/41 | FY2041/42 | FY2042/43 | FY2043/44 | FY2044/45 | FY2045/46
Avoided unserved energy |  |  |  | $, real | -49.3204 | -52.1799 | -36.3222 | -58.4961 | -105.8101 | -65.4639 | -69.5235 | -73.1682 | -77.4502 | -81.8881 | -87.2036 | 15110632.4198 | -97.16 | -103.14 | 102049032.1456 | 6019269.7017 | 21835259.1361 | 4791298.9386 | 42212075.4438 | 7460554.834 | -2174882.3867 | 75345931.6657 | 4377574.5711 | 5973091.3109 | 12661146.724
Avoided REZ transmission capex |  |  |  | $, real | -111.7655 | -241.8168 | -23.7105 | 9.4787 | 59.0876 | -88.7694 | 8.315 | 4.9753 | 47.1593 | 98.571 | 124518185.1584 | -39.093 | -91.4945 | -55.4852 | -77.0517 | 94.7605 | 24.8417 | -162.7627 | -80.9523 | -212.7041 | -128.1375 | -81.2731 | -264.7858 | -9569898.153 | 1575294.2697
Avoided fuel costs |  |  |  | $, real | -905.9431 | -900.3084 | -934.644 | -4100.7659 | -647569.4976 | 28589632.4548 | 28701368.0934 | 17703197.4609 | 9822916.0767 | 15697363.1073 | 14155764.3623 | -1889461.2531 | -4609331.4664 | -3919624.1201 | 6814339.966 | 2528788.0791 | -2189622.6273 | -4154581.4593 | -6429134.1121 | -5276198.0927 | 81674.7937 | -9065815.3538 | -16816188.2319 | -21439632.9047 | -1022920.3713
Avoided voluntary load curtailment |  |  |  | $, real | -164.4741 | -172.0668 | -177.7913 | -191.6914 | -1149.0587 | 250640.2781 | -224.672 | -237.3509 | -249.4701 | -263.131 | -275.4823 | 12945165.4753 | -213.8195 | 15428.3241 | -909569.0693 | 8070669.1887 | -2677683.9701 | 4320296.3405 | 10755217.7303 | 7371781.7397 | -6323477.5166 | 4269628.6709 | -702810.9679 | -6498441.5974 | -511996.9373
Avoided generation/storage costs (excl. fuel costs) |  |  |  | $, real | -4476.857 | -6697.4707 | -1649.6845 | -4315.8337 | 87196.6924 | -6885218.2981 | 70383439.5443 | -6259782.6339 | 19488002.95 | -8317376.6539 | -105640034.5687 | 1322413327.3878 | -19092259.7328 | -19344854.5898 | 34445043.258 | -31877269.3675 | 103228649.9557 | -20500407.8347 | -162746730.8701 | 25632635.1256 | -49532663.072 | -63441061.1411 | -67409859.7899 | -67135418.7792 | 18853750.6535
Competition benefits |  |  |  | $, real | 0 | 0 | 0 | 0 | 0 | 0 | 0 | 0 | 0 | 0 | 0 | 0 | 0 | 0 | 0 | 0 | 0 | 0 | 0 | 0 | 0 | 0 | 0 | 0 | 0
Fast |  |  |  |  | 2022 | 2023 | 2024 | 2025 | 2026 | 2027 | 2028 | 2029 | 2030 | 2031 | 2032 | 2033 | 2034 | 2035 | 2036 | 2037 | 2038 | 2039 | 2040 | 2041 | 2042 | 2043 | 2044 | 2045 | 2046
Option 3C |  |  |  | Unit | FY2021/22 | FY2022/23 | FY2023/24 | FY2024/25 | FY2025/26 | FY2026/27 | FY2027/28 | FY2028/29 | FY2029/30 | FY2030/31 | FY2031/32 | FY2032/33 | FY2033/34 | FY2034/35 | FY2035/36 | FY2036/37 | FY2037/38 | FY2038/39 | FY2039/40 | FY2040/41 | FY2041/42 | FY2042/43 | FY2043/44 | FY2044/45 | FY2045/46
Avoided unserved energy |  |  |  | $, real | -104.5893 | -74.1479 | -3630562.3768 | 1335855.0367 | -1060030.6003 | 9449384.4991 | 1738929.0799 | -248516.7344 | 7055632.848 | 8857763.8204 | -185.4213 | -194.8539 | -206.7662 | -219.2936 | -232.0903 | -245.3715 | -27625915.1854 | -275.086 | -291.4534 | -309.1425 | -325.8238 | -345.0962 | -367.6167 | -11665164.4393 | -409.3545
Avoided REZ transmission capex |  |  |  | $, real | -189.7798 | -797.2904 | -139.59 | -131.4015 | -180.6386 | -233.373 | -35.7223 | -1441.5797 | 219905418.1545 | 3.0534 | -103.0106 | -448.3437 | -54.517 | -9920762.8754 | 497316640.392 | 22977988.1856 | 467696540.2465 | -18085996.3788 | -25439294.0044 | -7162430.5098 | -52865073.4349 | -25915682.229 | -82151965.2254 | 14952945.2479 | -10566760.5774
Avoided fuel costs |  |  |  | $, real | -53112.0854 | -112404.22 | -2475977.1018 | -2707638.9829 | 4658781.0025 | 32527744.4046 | 48479457.2419 | 84561669.2469 | 76695321.0703 | 62212489.4933 | 24067914.4546 | 14370762.6011 | 27406055.5565 | 13161073.4666 | 24244599.9574 | 60926304.5754 | 35349384.5915 | 26216315.3578 | 20628143.6331 | 19370003.1194 | 56375913.0384 | 202572233.3839 | 190602343.1331 | 223546460.2601 | 210200753.5775
Avoided voluntary load curtailment |  |  |  | $, real | -484.2051 | -481.6451 | -142464.2898 | -125439.3757 | -1339827.4929 | 1994585.1708 | 3206303.5743 | -2973898.9822 | 6651487.8731 | 5516052.1178 | 170861.3601 | 697432.8551 | 8514477.2874 | -198307.5398 | 22310021.101 | 2047604.844 | 36444342.273 | -460014.0839 | 14118031.4303 | 3236824.2918 | -21770906.7256 | 5637614.2052 | -4585685.3294 | -21710697.4299 | 15515235.7977
Avoided generation/storage costs (excl. fuel costs) |  |  |  | $, real | 1106.9866 | -5256.6176 | 110396146.2639 | 8302123.7939 | -175527012.2985 | 301222211.3436 | 172247923.8664 | -612027331.5047 | -592081474.5687 | 1541755013.5755 | 38362404.3684 | 1115092575.0637 | -347279664.7109 | 247268560.7701 | -215122820.693 | 117275751.2325 | 1635014114.3686 | -256701632.5173 | 329152107.0283 | -302845177.9026 | -297111850.0443 | -326457031.6372 | -150583060.9322 | -44436572.1301 | -62629278.915
Competition benefits |  |  |  | $, real | 0 | 0 | 0 | 0 | 0 | 0 | 0 | 0 | 0 | 0 | 0 | 0 | 0 | 0 | 0 | 0 | 0 | 0 | 0 | 0 | 0 | 0 | 0 | 0 | 0
Breakdown of cumulative gross market benefits in real terms
Central |  |  |  |  | 2022 | 2023 | 2024 | 2025 | 2026 | 2027 | 2028 | 2029 | 2030 | 2031 | 2032 | 2033 | 2034 | 2035 | 2036 | 2037 | 2038 | 2039 | 2040 | 2041 | 2042 | 2043 | 2044 | 2045 | 2046
Option 3C |  |  |  | Unit | FY2021/22 | FY2022/23 | FY2023/24 | FY2024/25 | FY2025/26 | FY2026/27 | FY2027/28 | FY2028/29 | FY2029/30 | FY2030/31 | FY2031/32 | FY2032/33 | FY2033/34 | FY2034/35 | FY2035/36 | FY2036/37 | FY2037/38 | FY2038/39 | FY2039/40 | FY2040/41 | FY2041/42 | FY2042/43 | FY2043/44 | FY2044/45 | FY2045/46
Avoided unserved energy |  |  |  | $, real | 232.6665 | 282.1835 | -1448662.052 | -2071075.4366 | -9580496.0258 | -3492763.0832 | -3492435.5607 | -14152733.1476 | -14152368.3268 | -21907367.0253 | -24864363.96 | -24863931.6088 | -24863473.2058 | -24862987.0719 | -10486586.7317 | -10486041.7582 | -44087167.6423 | -44086557.0657 | -46401676.3113 | -46400989.2188 | -46400264.1204 | -40807997.1244 | -40807179.5985 | -45987084.0848 | -45986171.7058
Avoided REZ transmission capex |  |  |  | $, real | 432.1666 | 2600.2192 | 2909.9892 | 3143.9664 | 3577.6419 | 4066.1811 | 4409.1465 | 5948.1872 | 245912415.5402 | 245912480.4569 | 245912564.9874 | 245912928.6152 | 245913035.4334 | 245913265.9694 | 520579583.1189 | 520579634.6334 | 781291341.3418 | 787280259.2805 | 795373436.1738 | 795373556.177 | 781693090.7756 | 733572484.7155 | 722143429.4255 | 857665139.4753 | 811230785.0356
Avoided fuel costs |  |  |  | $, real | 6968.5786 | 14507.652 | -908696.4785 | -2036638.0636 | 158321.3328 | 17404394.9464 | 75987888.7138 | 130641484.54 | 225604369.8229 | 266078336.8157 | 282334619.9791 | 296150119.9352 | 309629452.4601 | 343434696.3933 | 333890229.2459 | 388913958.4123 | 496868817.533 | 566597572.8812 | 620700680.8783 | 664283860.4759 | 769928416.9611 | 947454030.2518 | 1111741615.6911 | 1185507800.345 | 1321467755.8126
Avoided voluntary load curtailment |  |  |  | $, real | 1054.9702 | 2138.2818 | -159025.529 | 300860.774 | -1759488.0411 | 8335250.0217 | 14669375.4135 | -1515892.3238 | 7011744.3801 | 8020887.7283 | 6523649.818 | 25454298.496 | 26245887.9807 | 14786850.3781 | 38786827.0742 | 42902009.0059 | 110820941.1785 | 110734343.8448 | 109217837.6812 | 131889015.4437 | 110072447.1778 | 115729460.3528 | 85349821.5993 | 49020070.1386 | 54906236.4772
Avoided generation/storage costs (excl. fuel costs) |  |  |  | $, real | 19973.4427 | 62005.8007 | 46101430.5412 | 47245240.6648 | 72643372.029 | 181944559.0425 | 513015871.8484 | 462465937.085 | -146239268.1081 | 1359153118.2174 | 1399346869.5 | 1766366006.8397 | 1745541526.7233 | 1858047609.476 | 1791867997.9227 | 2303468681.9048 | 2751884270.0733 | 2926204464.8775 | 3140347819.7394 | 3020568545.1153 | 2590412682.4775 | 2641880444.9167 | 2390661374.9833 | 2415809192.5678 | 2359169843.9034
Competition benefits |  |  |  | $, real | 0 | 0 | 0 | 0 | 0 | 0 | 0 | 0 | 0 | 0 | 0 | 0 | 0 | 0 | 0 | 0 | 0 | 0 | 0 | 0 | 0 | 0 | 0 | 0 | 0
Step |  |  |  |  | 2022 | 2023 | 2024 | 2025 | 2026 | 2027 | 2028 | 2029 | 2030 | 2031 | 2032 | 2033 | 2034 | 2035 | 2036 | 2037 | 2038 | 2039 | 2040 | 2041 | 2042 | 2043 | 2044 | 2045 | 2046
Option 3C |  |  |  | Unit | FY2021/22 | FY2022/23 | FY2023/24 | FY2024/25 | FY2025/26 | FY2026/27 | FY2027/28 | FY2028/29 | FY2029/30 | FY2030/31 | FY2031/32 | FY2032/33 | FY2033/34 | FY2034/35 | FY2035/36 | FY2036/37 | FY2037/38 | FY2038/39 | FY2039/40 | FY2040/41 | FY2041/42 | FY2042/43 | FY2043/44 | FY2044/45 | FY2045/46
Avoided unserved energy |  |  |  | $, real | -662.5286 | -489.7871 | -309.0043 | -455801.093 | -11418280.5206 | -11418468.0698 | -11418666.6928 | -11418875.8012 | -11419096.8617 | -11419330.3932 | -11419579.6845 | -11419839.7449 | -11420116.7472 | -11420412.4749 | -11420724.4243 | -11421054.3019 | -11421405.6099 | -11421777.5133 | -11422172.7914 | -11422592.0011 | -11423035.0794 | -11423507.1586 | -11424011.5416 | -11424543.2251 | -11425107.1315
Avoided REZ transmission capex |  |  |  | $, real | -301.0062 | -1466.2227 | -1687.9991 | -1964.6391 | -2529.1711 | -1410.0989 | 65532974.4467 | 177609677.6769 | 319451640.7085 | 317039636.0273 | 316441232.0215 | 240164890.1994 | 276568602.5049 | 290209257.5163 | 2039687028.4396 | 977049549.8255 | 684005041.7458 | 696489746.3443 | 662840138.1805 | 713554745.1618 | 542355007.648 | 942406148.2688 | 1103495453.3849 | 1104693662.6577 | 1017138898.8682
Avoided fuel costs |  |  |  | $, real | 2279468.585 | 5062901.4991 | 6636305.7933 | 6867650.7962 | -7565458.9385 | -22122296.514 | -26989578.3077 | -21298610.751 | -31463259.1525 | -8449339.813 | -9588903.6062 | -28331154.3811 | 21982738.7094 | 54070838.6334 | 4797408.6064 | 66003348.3122 | 247577971.8884 | 357810353.4088 | 446470893.4561 | 507017447.8236 | 742314664.8296 | 853827566.0108 | 791914324.3688 | 873009936.0032 | 1085390367.9952
Avoided voluntary load curtailment |  |  |  | $, real | -724.3104 | -1385.84 | -2172.3979 | -576729.5726 | -4348021.1566 | -7178312.7343 | -5877882.0036 | -1004949.6394 | -1006039.4694 | 1555085.2923 | -6505648.02 | 43069158.9009 | 42503744.0965 | 40804129.6103 | 83450382.4535 | 103282106.4098 | 68242981.7698 | 68906796.8528 | 81851267.9379 | 90000232.7185 | 86777106.8256 | 85289451.568 | 114920049.1501 | 75988732.9446 | 85815738.7112
Avoided generation/storage costs (excl. fuel costs) |  |  |  | $, real | -9302.0369 | -94868.5847 | 69340113.4762 | 131930385.1359 | 466468040.3083 | 2103362479.3708 | 1513303100.1022 | 1091858649.3614 | 1351395476.2634 | 1112182243.4534 | 1924436877.8296 | 1771244114.8627 | 1042690016.0265 | 1141571453.3242 | 3145840172.3688 | 3408129868.8317 | 2690461667.3919 | 3291736902.7576 | 4140788530.5909 | 4937967995.9184 | 2931854674.7767 | 4179389562.0699 | 3803749340.5727 | 3511630311.1 | 3405850919.0316
Competition benefits |  |  |  | $, real | 0 | 0 | 0 | 0 | 0 | 0 | 0 | 0 | 0 | 0 | 0 | 0 | 0 | 0 | 0 | 0 | 0 | 0 | 0 | 0 | 0 | 0 | 0 | 0 | 0
Slow |  |  |  |  | 2022 | 2023 | 2024 | 2025 | 2026 | 2027 | 2028 | 2029 | 2030 | 2031 | 2032 | 2033 | 2034 | 2035 | 2036 | 2037 | 2038 | 2039 | 2040 | 2041 | 2042 | 2043 | 2044 | 2045 | 2046
Option 3C |  |  |  | Unit | FY2021/22 | FY2022/23 | FY2023/24 | FY2024/25 | FY2025/26 | FY2026/27 | FY2027/28 | FY2028/29 | FY2029/30 | FY2030/31 | FY2031/32 | FY2032/33 | FY2033/34 | FY2034/35 | FY2035/36 | FY2036/37 | FY2037/38 | FY2038/39 | FY2039/40 | FY2040/41 | FY2041/42 | FY2042/43 | FY2043/44 | FY2044/45 | FY2045/46
Avoided unserved energy |  |  |  | $, real | -49.3204 | -101.5003 | -137.8225 | -196.3186 | -302.1287 | -367.5926 | -437.116 | -510.2842 | -587.7344 | -669.6225 | -756.8261 | 15109875.5937 | 15109778.4337 | 15109675.2937 | 117158707.4393 | 123177977.141 | 145013236.2772 | 149804535.2157 | 192016610.6596 | 199477165.4936 | 197302283.1069 | 272648214.7726 | 277025789.3437 | 282998880.6546 | 295660027.3786
Avoided REZ transmission capex |  |  |  | $, real | -111.7655 | -353.5824 | -377.2929 | -367.8142 | -308.7265 | -397.4959 | -389.1809 | -384.2056 | -337.0463 | -238.4752 | 124517946.6831 | 124517907.5901 | 124517816.0957 | 124517760.6105 | 124517683.5588 | 124517778.3193 | 124517803.1611 | 124517640.3984 | 124517559.4461 | 124517346.7419 | 124517218.6044 | 124517137.3313 | 124516872.5455 | 114946974.3925 | 116522268.6622
Avoided fuel costs |  |  |  | $, real | -905.9431 | -1806.2515 | -2740.8955 | -6841.6614 | -654411.159 | 27935221.2958 | 56636589.3892 | 74339786.8501 | 84162702.9268 | 99860066.0341 | 114015830.3964 | 112126369.1434 | 107517037.677 | 103597413.5569 | 110411753.5229 | 112940541.602 | 110750918.9747 | 106596337.5154 | 100167203.4033 | 94891005.3105 | 94972680.1042 | 85906864.7504 | 69090676.5185 | 47651043.6138 | 46628123.2425
Avoided voluntary load curtailment |  |  |  | $, real | -164.4741 | -336.5409 | -514.3322 | -706.0236 | -1855.0823 | 248785.1958 | 248560.5238 | 248323.1728 | 248073.7028 | 247810.5718 | 247535.0895 | 13192700.5647 | 13192486.7452 | 13207915.0693 | 12298346 | 20369015.1887 | 17691331.2186 | 22011627.5591 | 32766845.2894 | 40138627.0291 | 33815149.5125 | 38084778.1834 | 37381967.2155 | 30883525.6181 | 30371528.6808
Avoided generation/storage costs (excl. fuel costs) |  |  |  | $, real | -4476.857 | -11174.3277 | -12824.0122 | -17139.8459 | 70056.8465 | -6815161.4516 | 63568278.0927 | 57308495.4588 | 76796498.4088 | 68479121.7549 | -37160912.8138 | 1285252414.5741 | 1266160154.8413 | 1246815300.2515 | 1281260343.5095 | 1249383074.142 | 1352611724.0976 | 1332111316.2629 | 1169364585.3928 | 1194997220.5183 | 1145464557.4464 | 1082023496.3052 | 1014613636.5154 | 947478217.7362 | 966331968.3898
Competition benefits |  |  |  | $, real | 0 | 0 | 0 | 0 | 0 | 0 | 0 | 0 | 0 | 0 | 0 | 0 | 0 | 0 | 0 | 0 | 0 | 0 | 0 | 0 | 0 | 0 | 0 | 0 | 0
Fast |  |  |  |  | 2022 | 2023 | 2024 | 2025 | 2026 | 2027 | 2028 | 2029 | 2030 | 2031 | 2032 | 2033 | 2034 | 2035 | 2036 | 2037 | 2038 | 2039 | 2040 | 2041 | 2042 | 2043 | 2044 | 2045 | 2046
Option 3C |  |  |  | Unit | FY2021/22 | FY2022/23 | FY2023/24 | FY2024/25 | FY2025/26 | FY2026/27 | FY2027/28 | FY2028/29 | FY2029/30 | FY2030/31 | FY2031/32 | FY2032/33 | FY2033/34 | FY2034/35 | FY2035/36 | FY2036/37 | FY2037/38 | FY2038/39 | FY2039/40 | FY2040/41 | FY2041/42 | FY2042/43 | FY2043/44 | FY2044/45 | FY2045/46
Avoided unserved energy |  |  |  | $, real | -104.5893 | -178.7372 | -3630741.114 | -2294886.0773 | -3354916.6776 | 6094467.8216 | 7833396.9015 | 7584880.1671 | 14640513.0151 | 23498276.8355 | 23498091.4142 | 23497896.5603 | 23497689.7942 | 23497470.5006 | 23497238.4103 | 23496993.0388 | -4128922.1466 | -4129197.2326 | -4129488.686 | -4129797.8285 | -4130123.6524 | -4130468.7486 | -4130836.3653 | -15796000.8046 | -15796410.1591
Avoided REZ transmission capex |  |  |  | $, real | -189.7798 | -987.0702 | -1126.6602 | -1258.0617 | -1438.7003 | -1672.0733 | -1707.7957 | -3149.3753 | 219902268.7792 | 219902271.8326 | 219902168.822 | 219901720.4783 | 219901665.9613 | 209980903.086 | 707297543.478 | 730275531.6636 | 1197972071.9101 | 1179886075.5313 | 1154446781.5269 | 1147284351.0171 | 1094419277.5822 | 1068503595.3532 | 986351630.1279 | 1001304575.3758 | 990737814.7984
Avoided fuel costs |  |  |  | $, real | -53112.0854 | -165516.3054 | -2641493.4072 | -5349132.3901 | -690351.3877 | 31837393.0169 | 80316850.2588 | 164878519.5056 | 241573840.5759 | 303786330.0692 | 327854244.5238 | 342225007.125 | 369631062.6815 | 382792136.1481 | 407036736.1055 | 467963040.6809 | 503312425.2724 | 529528740.6302 | 550156884.2633 | 569526887.3827 | 625902800.4212 | 828475033.8051 | 1019077376.9382 | 1242623837.1983 | 1452824590.7758
Avoided voluntary load curtailment |  |  |  | $, real | -484.2051 | -965.8502 | -143430.14 | -268869.5157 | -1608697.0085 | 385888.1623 | 3592191.7365 | 618292.7543 | 7269780.6275 | 12785832.7453 | 12956694.1053 | 13654126.9605 | 22168604.2479 | 21970296.7081 | 44280317.8091 | 46327922.653 | 82772264.926 | 82312250.8421 | 96430282.2725 | 99667106.5643 | 77896199.8387 | 83533814.0439 | 78948128.7145 | 57237431.2846 | 72752667.0823
Avoided generation/storage costs (excl. fuel costs) |  |  |  | $, real | 1106.9866 | -4149.631 | 110391996.6329 | 118694120.4268 | -56832891.8717 | 244389319.4719 | 416637243.3383 | -195390088.1664 | -787471562.7351 | 754283450.8404 | 792645855.2088 | 1907738430.2724 | 1560458765.5615 | 1807727326.3316 | 1592604505.6386 | 1709880256.8711 | 3344894371.2397 | 3088192738.7224 | 3417344845.7507 | 3114499667.848 | 2817387817.8037 | 2490930786.1665 | 2340347725.2343 | 2295911153.1043 | 2233281874.1892
Competition benefits |  |  |  | $, real | 0 | 0 | 0 | 0 | 0 | 0 | 0 | 0 | 0 | 0 | 0 | 0 | 0 | 0 | 0 | 0 | 0 | 0 | 0 | 0 | 0 | 0 | 0 | 0 | 0
Breakdown of cumulative gross market benefits in PV terms |  |  |  |  | 1.059 | 1.1215 | 1.1876 | 1.2577 | 1.3319 | 1.4105 | 1.4937 | 1.5819 | 1.6752 | 1.774 | 1.8787 | 1.9895 | 2.1069 | 2.2312 | 2.3629 | 2.5023 | 2.6499 | 2.8063 | 2.9718 | 3.1472 | 3.3328 | 3.5295 | 3.7377 | 3.9582 | 4.1918
Central |  |  |  |  | 2022 | 2023 | 2024 | 2025 | 2026 | 2027 | 2028 | 2029 | 2030 | 2031 | 2032 | 2033 | 2034 | 2035 | 2036 | 2037 | 2038 | 2039 | 2040 | 2041 | 2042 | 2043 | 2044 | 2045 | 2046
Option 3C |  |  |  | Unit | FY2021/22 | FY2022/23 | FY2023/24 | FY2024/25 | FY2025/26 | FY2026/27 | FY2027/28 | FY2028/29 | FY2029/30 | FY2030/31 | FY2031/32 | FY2032/33 | FY2033/34 | FY2034/35 | FY2035/36 | FY2036/37 | FY2037/38 | FY2038/39 | FY2039/40 | FY2040/41 | FY2041/42 | FY2042/43 | FY2043/44 | FY2044/45 | FY2045/46
Avoided unserved energy |  |  |  | $, PV | 219.704 | 263.8572 | -1219747.2683 | -1714621.7762 | -7352641.989 | -3036657.931 | -3036438.666 | -9775534.7355 | -9775316.9565 | -14146732.8626 | -15720698.7409 | -15720481.4282 | -15720263.8577 | -15720045.9802 | -9635744.065 | -9635526.274 | -22315621.2897 | -22315403.7128 | -23094426.4315 | -23094208.1102 | -23093990.5489 | -21509546.9813 | -21509328.2583 | -22817963.7936 | -22817746.1348
Avoided REZ transmission capex |  |  |  | $, PV | 408.0893 | 2341.2943 | 2602.1206 | 2788.1535 | 3113.754 | 3460.1108 | 3689.7143 | 4662.6461 | 146797988.3695 | 146798024.9624 | 146798069.9568 | 146798252.727 | 146798303.4259 | 146798406.7484 | 263041190.7502 | 263041211.3372 | 361426284.0333 | 363560415.0631 | 366283716.9745 | 366283755.1051 | 362179014.5728 | 348545118.9103 | 345487359.9236 | 379725158.3323 | 368647692.7488
Avoided fuel costs |  |  |  | $, PV | 6580.3386 | 13302.7649 | -764035.1634 | -1660849.9662 | -12889.8745 | 12213957.0455 | 51433592.0454 | 85983831.3623 | 142671717.2118 | 165486491.2659 | 174139471.1548 | 181083557.0547 | 187481213.368 | 202632190.147 | 198592832.7021 | 220582297.4963 | 261321345.2229 | 286168955.7567 | 304374303.2193 | 318222706.709 | 349920714.0718 | 400218619.4225 | 444172544.5742 | 462808612.2465 | 495243470.9969
Avoided voluntary load curtailment |  |  |  | $, PV | 996.1947 | 1962.1599 | -133737.7776 | 231913.1122 | -1314982.301 | 5841824.5036 | 10082303.6887 | -149500.1895 | 4941053.8158 | 5509897.9196 | 4712940.2512 | 14228053.7815 | 14603763.5917 | 9468003.7974 | 19625143.3262 | 21269718.3046 | 46900362.8338 | 46869504.1614 | 46359209.6023 | 53562897.3585 | 47016968.5901 | 48619756.537 | 40491909.4794 | 31313670.0203 | 32717884.7622
Avoided generation/storage costs (excl. fuel costs) |  |  |  | $, PV | 18860.6635 | 56339.9949 | 38821538.1416 | 39730969.8569 | 58799708.4233 | 136290325.2286 | 357931187.0511 | 325975149.811 | -37390085.8302 | 811184682.3158 | 832579223.6148 | 1017054083.3509 | 1007170221.0423 | 1057593671.6363 | 1029585496.5861 | 1234039563.9409 | 1403258663.4475 | 1465377086.2853 | 1537434946.2934 | 1499375499.0475 | 1370309845.7409 | 1384892083.1758 | 1317680284.0188 | 1324033553.2372 | 1310521565.3336
Competition benefits |  |  |  | $, PV | 0 | 0 | 0 | 0 | 0 | 0 | 0 | 0 | 0 | 0 | 0 | 0 | 0 | 0 | 0 | 0 | 0 | 0 | 0 | 0 | 0 | 0 | 0 | 0 | 0
Step |  |  |  |  | 2022 | 2023 | 2024 | 2025 | 2026 | 2027 | 2028 | 2029 | 2030 | 2031 | 2032 | 2033 | 2034 | 2035 | 2036 | 2037 | 2038 | 2039 | 2040 | 2041 | 2042 | 2043 | 2044 | 2045 | 2046
Option 3C |  |  |  | Unit | FY2021/22 | FY2022/23 | FY2023/24 | FY2024/25 | FY2025/26 | FY2026/27 | FY2027/28 | FY2028/29 | FY2029/30 | FY2030/31 | FY2031/32 | FY2032/33 | FY2033/34 | FY2034/35 | FY2035/36 | FY2036/37 | FY2037/38 | FY2038/39 | FY2039/40 | FY2040/41 | FY2041/42 | FY2042/43 | FY2043/44 | FY2044/45 | FY2045/46
Avoided unserved energy |  |  |  | $, PV | -625.6172 | -471.5874 | -319.3683 | -362476.4632 | -8593028.9888 | -8593161.9545 | -8593294.9257 | -8593427.1173 | -8593559.0789 | -8593690.7182 | -8593823.4123 | -8593954.1265 | -8594085.5993 | -8594218.1398 | -8594350.1613 | -8594481.9923 | -8594614.5658 | -8594747.0924 | -8594880.1009 | -8595013.3033 | -8595146.2463 | -8595279.9993 | -8595414.9433 | -8595549.2662 | -8595683.7927
Avoided REZ transmission capex |  |  |  | $, PV | -284.2362 | -1323.2342 | -1509.97 | -1729.9236 | -2153.7703 | -1360.3883 | 43871657.0188 | 114722931.4851 | 199395179.8592 | 198035556.7259 | 197717035.0949 | 159378251.0173 | 176656438.8971 | 182769965.1812 | 923174426.6813 | 498506201.1909 | 387919662.5402 | 392368545.5863 | 381045669.1143 | 397160058.812 | 345792617.6416 | 459138145.8355 | 502236394.8047 | 502539106.802 | 481651880.2163
Avoided fuel costs |  |  |  | $, PV | 2152472.6959 | 4634398.7509 | 5959205.2526 | 6143145.2952 | -4693132.0783 | -15013407.2124 | -18271885.038 | -14674239.0267 | -20742003.5704 | -7769285.3309 | -8375858.3394 | -17796277.4159 | 6084059.0313 | 20465438.9672 | -387793.9414 | 24072304.9422 | 92593326.7477 | 131874270.0337 | 161707970.8603 | 180946427.5892 | 251545928.0769 | 283140610.3598 | 266576181.698 | 287063933.8223 | 337729802.9698
Avoided voluntary load curtailment |  |  |  | $, PV | -683.957 | -1273.8284 | -1936.1101 | -458760.6356 | -3290219.8576 | -5296794.9562 | -4426201.2902 | -1345690.7252 | -1346341.2968 | 97339.3479 | -4193270.1684 | 20724519.1857 | 20456158.0049 | 19694417.6174 | 37742932.6635 | 45668404.1347 | 32445649.8962 | 32682198.1977 | 37037929.3664 | 39627234.5375 | 38660155.1944 | 38238661.4057 | 46166108.0526 | 36330617.0782 | 38674965.7718
Avoided generation/storage costs (excl. fuel costs) |  |  |  | $, PV | -8783.7931 | -85081.6062 | 58379177.0823 | 108144061.083 | 359312581.9329 | 1519811961.6194 | 1124787493.2076 | 858363913.7203 | 1013293852.6468 | 878451724.1671 | 1310802892.3428 | 1233803601.064 | 888012092.3681 | 932329191.9083 | 1780564891.8924 | 1885385305.4417 | 1614558041.6346 | 1828820476.0834 | 2114520881.6716 | 2367821879.7055 | 1765899765.2131 | 2119360826.5191 | 2018861070.9502 | 1945060995.3849 | 1919826067.7281
Competition benefits |  |  |  | $, PV | 0 | 0 | 0 | 0 | 0 | 0 | 0 | 0 | 0 | 0 | 0 | 0 | 0 | 0 | 0 | 0 | 0 | 0 | 0 | 0 | 0 | 0 | 0 | 0 | 0
Slow |  |  |  |  | 2022 | 2023 | 2024 | 2025 | 2026 | 2027 | 2028 | 2029 | 2030 | 2031 | 2032 | 2033 | 2034 | 2035 | 2036 | 2037 | 2038 | 2039 | 2040 | 2041 | 2042 | 2043 | 2044 | 2045 | 2046
Option 3C |  |  |  | Unit | FY2021/22 | FY2022/23 | FY2023/24 | FY2024/25 | FY2025/26 | FY2026/27 | FY2027/28 | FY2028/29 | FY2029/30 | FY2030/31 | FY2031/32 | FY2032/33 | FY2033/34 | FY2034/35 | FY2035/36 | FY2036/37 | FY2037/38 | FY2038/39 | FY2039/40 | FY2040/41 | FY2041/42 | FY2042/43 | FY2043/44 | FY2044/45 | FY2045/46
Avoided unserved energy |  |  |  | $, PV | -46.5726 | -93.1003 | -123.6836 | -170.1932 | -249.6347 | -296.0462 | -342.5898 | -388.8444 | -435.0781 | -481.2376 | -527.6548 | 7594530.7838 | 7594484.669 | 7594438.4433 | 50783074.4741 | 53188591.5337 | 61428588.0592 | 63135951.5333 | 77340043.1099 | 79710608.4187 | 79058048.1714 | 100405629.9047 | 101576817.5178 | 103085841.3937 | 106106308.0024
Avoided REZ transmission capex |  |  |  | $, PV | -105.5388 | -321.1615 | -341.1258 | -333.5893 | -289.2268 | -352.1611 | -346.5944 | -343.4492 | -315.2975 | -259.734 | 66278934.6638 | 66278915.0145 | 66278871.5887 | 66278846.7211 | 66278814.1117 | 66278851.9814 | 66278861.356 | 66278803.3561 | 66278776.1161 | 66278708.5301 | 66278670.0832 | 66278647.0563 | 66278576.2149 | 63860865.8448 | 64236670.963
Avoided fuel costs |  |  |  | $, PV | -855.4704 | -1658.2556 | -2445.2259 | -5705.7029 | -491896.3315 | 19777126.4824 | 38991705.6792 | 50183095.737 | 56046863.9197 | 64895311.9259 | 72430216.6214 | 71480516.5535 | 69292802.9927 | 67536089.3259 | 70420017.2025 | 71430612.0363 | 70604311.66 | 69123840.3463 | 66960478.1158 | 65283984.5522 | 65308490.5778 | 62739894.9023 | 58240848.4472 | 52824403.8859 | 52580374.1078
Avoided voluntary load curtailment |  |  |  | $, PV | -155.3108 | -308.739 | -458.4392 | -610.8511 | -1473.5563 | 176221.4009 | 176070.9907 | 175920.9451 | 175772.0245 | 175623.7001 | 175477.065 | 6682106.6718 | 6682005.1873 | 6688919.9187 | 6303977.0471 | 9529307.2578 | 8518826.6186 | 10058349.8802 | 13677411.3919 | 16019769.3591 | 14122448.3466 | 15332151.9763 | 15144120.1138 | 13502373.317 | 13380230.3795
Avoided generation/storage costs (excl. fuel costs) |  |  |  | $, PV | -4227.4381 | -10199.4258 | -11588.4602 | -15019.9354 | 50446.7285 | -4830925.8104 | 42288367.2096 | 38331134.6652 | 49964455.2344 | 45276032.4485 | -10954600.6792 | 653730120.808 | 644668417.2119 | 635998358.7067 | 650576002.4634 | 637836697.0199 | 676792209.8292 | 669486957.5395 | 614723730.5537 | 622868411.0704 | 608006436.4359 | 590031833.0563 | 571996824.9711 | 555035934.1043 | 559533719.774
Competition benefits |  |  |  | $, PV | 0 | 0 | 0 | 0 | 0 | 0 | 0 | 0 | 0 | 0 | 0 | 0 | 0 | 0 | 0 | 0 | 0 | 0 | 0 | 0 | 0 | 0 | 0 | 0 | 0
Fast |  |  |  |  | 2022 | 2023 | 2024 | 2025 | 2026 | 2027 | 2028 | 2029 | 2030 | 2031 | 2032 | 2033 | 2034 | 2035 | 2036 | 2037 | 2038 | 2039 | 2040 | 2041 | 2042 | 2043 | 2044 | 2045 | 2046
Option 3C |  |  |  | Unit | FY2021/22 | FY2022/23 | FY2023/24 | FY2024/25 | FY2025/26 | FY2026/27 | FY2027/28 | FY2028/29 | FY2029/30 | FY2030/31 | FY2031/32 | FY2032/33 | FY2033/34 | FY2034/35 | FY2035/36 | FY2036/37 | FY2037/38 | FY2038/39 | FY2039/40 | FY2040/41 | FY2041/42 | FY2042/43 | FY2043/44 | FY2044/45 | FY2045/46
Avoided unserved energy |  |  |  | $, PV | -98.7623 | -164.8784 | -3057098.5979 | -1994973.9389 | -2790837.4653 | 3908436.8361 | 5072590.0714 | 4915485.8129 | 9127330.3487 | 14120364.0245 | 14120265.3275 | 14120167.388 | 14120069.2512 | 14119970.9673 | 14119872.7433 | 14119774.684 | 3694551.7121 | 3694453.6862 | 3694355.614 | 3694257.385 | 3694159.6235 | 3694061.8483 | 3693963.4951 | 746911.3341 | 746813.6777
Avoided REZ transmission capex |  |  |  | $, PV | -179.2066 | -890.133 | -1007.6678 | -1112.1437 | -1247.7659 | -1413.219 | -1437.1339 | -2348.454 | 131269708.0436 | 131269709.7647 | 131269654.9337 | 131269429.5827 | 131269403.7074 | 126823074.3672 | 337294716.5019 | 346477548.5256 | 522972722.8037 | 516527838.0228 | 507967679.398 | 505691842.0547 | 489829997.9358 | 482487369.9753 | 460508220.9062 | 464285888.151 | 461765062.1798
Avoided fuel costs |  |  |  | $, PV | -50153.0551 | -150381.4317 | -2235154.2867 | -4387970.3127 | -890190.2714 | 22170812.5052 | 54626142.424 | 108083300.4636 | 153866403.9684 | 188934967.7045 | 201745963.7759 | 208969141.3856 | 221976797.6645 | 227875383.0696 | 238136050.7237 | 262484397.3334 | 275824234.722 | 285166331.686 | 292107569.1907 | 298262320.2041 | 315177570.417 | 372571874.4419 | 423566117.8682 | 480042225.191 | 530188106.2196
Avoided voluntary load curtailment |  |  |  | $, PV | -457.2286 | -886.701 | -120841.6407 | -220577.2037 | -1226510.271 | 187578.9936 | 2334089.0051 | 454086.0522 | 4424677.1327 | 7534021.0416 | 7624968.0248 | 7975518.7592 | 12016720.3003 | 11927841.9909 | 21369767.7094 | 22188064.3845 | 35941107.1963 | 35777182.7043 | 40527809.3724 | 41556299.0152 | 35024070.7146 | 36621362.398 | 35394496.2949 | 29909570.8047 | 33610914.1882
Avoided generation/storage costs (excl. fuel costs) |  |  |  | $, PV | 1045.3131 | -3641.8975 | 92949919.2878 | 99550852.893 | -32233594.5871 | 181322136.9677 | 296636200.1807 | -90267725.3947 | -443709461.5421 | 425362559.1927 | 445782301.5256 | 1006261375.9106 | 841433040.7305 | 952254907.0009 | 861211797.532 | 908079413.4135 | 1525086545.6677 | 1433611770.9305 | 1544369335.483 | 1448141335.2033 | 1358994729.6079 | 1266500443.4372 | 1226213062.1866 | 1214986739.8653 | 1200045783.1088
Competition benefits |  |  |  | $, PV | 0 | 0 | 0 | 0 | 0 | 0 | 0 | 0 | 0 | 0 | 0 | 0 | 0 | 0 | 0 | 0 | 0 | 0 | 0 | 0 | 0 | 0 | 0 | 0 | 0
0
Note on G167: Discount factor series used to convert real to PV

## Pos Central
NPV results |  |  |  | 1.059 | 1.1215 | 1.1876 | 1.2577 | 1.3319 | 1.4105 | 1.4937 | 1.5819 | 1.6752 | 1.774 | 1.8787 | 1.9895 | 2.1069 | 2.2312 | 2.3629 | 2.5023 | 2.6499 | 2.8063 | 2.9718 | 3.1472 | 3.3328 | 3.5295 | 3.7377 | 3.9582 | 4.1918
NPV results |  |  |  | 2022 | 2023 | 2024 | 2025 | 2026 | 2027 | 2028 | 2029 | 2030 | 2031 | 2032 | 2033 | 2034 | 2035 | 2036 | 2037 | 2038 | 2039 | 2040 | 2041 | 2042 | 2043 | 2044 | 2045 | 2046
Option |  | Unit | PV | FY2021/22 | FY2022/23 | FY2023/24 | FY2024/25 | FY2025/26 | FY2026/27 | FY2027/28 | FY2028/29 | FY2029/30 | FY2030/31 | FY2031/32 | FY2032/33 | FY2033/34 | FY2034/35 | FY2035/36 | FY2036/37 | FY2037/38 | FY2038/39 | FY2039/40 | FY2040/41 | FY2041/42 | FY2042/43 | FY2043/44 | FY2044/45 | FY2045/46
Option 1A |  | $ | -333042744.5512 | -8234.938 | -16221.1865 | 43480164.0986 | -843169285.9254 | -832598313.6524 | -730701168.363 | 253864656.8448 | -30276037.9457 | -175082482.7526 | 964731565.7986 | -31529047.9636 | 381184951.4267 | -29571454.0687 | -141008235.352 | 601596354.5446 | -61516482.4593 | 417647535.5602 | -35208781.0217 | 93173037.4063 | -16891211.408 | -19900316.8031 | -56097792.1823 | -3688429.5946 | 167686505.2593 | 1406962001.7833
Option 1B |  | $ | -370877402.0218 | 27730.5954 | 50827.2489 | 43505690.394 | -1103784471.3137 | -1099500940.4793 | -983278625.5212 | 105338952.2512 | -20966269.5491 | -42516924.9014 | 1602627854.6153 | -50293356.0029 | 188984985.4512 | -38224077.6225 | 96301568.5349 | 281725580.51 | 263315916.8315 | 703747102.9217 | 120068227.4584 | 80295461.9309 | -33505586.6386 | -261094257.2288 | 90822390.9566 | -153240934.8363 | 252363454.7401 | 1864424268.5318
Option 1C |  | $ | -181619495.02 | 37678.7656 | 69334.6621 | 43512611.6331 | -1022171660.9988 | -1015206757.0688 | -896636090.4153 | 370233369.3623 | -35708747.3553 | -283464787.6898 | 1605980380.5155 | -51233054.1855 | 188243548.9245 | -37179825.4398 | 101175411.0847 | 277815216.3773 | 258865232.5103 | 704613458.8938 | 119692537.9698 | 83324112.1175 | -31611603.641 | -257596381.2468 | 92201294.5082 | -152479505.3414 | 254428603.3248 | 1743680148.3877
Option 2B |  | $ | -639311559.0119 | -1393.5567 | -2532.5914 | 43484306.5532 | -1434321350.0461 | -1454250006.4864 | -1276450064.5198 | 214122180.7471 | -39353665.6294 | -92389804.2118 | 1563353589.4971 | 57652974.4895 | 362924046.6875 | -23237338.8647 | 122186718.1892 | 44693244.968 | 714622967.5415 | 791338178.0364 | 222339459.051 | 116253851.5841 | -53308317.3437 | -323131920.4329 | 242649920.9467 | -199487830.2995 | 175092027.055 | 2484418662.6323
Option 2C |  | $ | -32645684.9652 | 32324.5125 | 59565.548 | 43508621.9549 | -1133288627.7628 | -1119239661.2914 | -1002457134.9109 | 377559578.6916 | -35604989.4589 | -242883812.4223 | 1511152825.3977 | 41431556.5159 | 392482520.0157 | -18271320.9827 | 132798609.6408 | 102119801.2342 | 720410342.1795 | 791684167.4798 | 227742156.4547 | 117278490.4867 | -48540640.5006 | -323786668.5556 | 245784062.6318 | -197302664.4746 | 178525148.6045 | 1993564697.0905
Option 3B |  | $ | -286770794.397 | 30759.3478 | 56783.273 | 43506485.9433 | -1260926184.5911 | -1282427610.6246 | -1102477909.2732 | 60277298.3344 | -4101523.9197 | 27726220.7591 | 1670188323.7596 | 44409684.2882 | 280398410.4325 | -22653514.6418 | 109209450.3521 | 138709159.6984 | 548647507.8596 | 843269101.206 | 239338661.2741 | 261950185.6896 | -71089999.5318 | -370131439.9881 | 181207530.0227 | -142467076.8315 | 182083481.9664 | 2220679267.1138
Option 3C |  | $ | 48604883.1766 | 28661.8245 | 52872.3127 | 43506422.3337 | -1105870725.477 | -1087700545.8794 | -974893761.3345 | 384089921.8581 | -34640045.8156 | -271207531.6275 | 1527220882.2898 | 40096203.5368 | 387866401.3578 | -18452673.4804 | 122953325.1582 | 225418934.8902 | 558840510.9732 | 839500279.6912 | 238052200.7391 | 260608333.7481 | -65423790.7632 | -371907295.3165 | 180222369.2459 | -140639041.6067 | 181026375.7462 | 1958626694.8598
Central calculation | bar: 2022 to 2046
Capital calculation |  |  |  | 2022 | 2023 | 2024 | 2025 | 2026 | 2027 | 2028 | 2029 | 2030 | 2031 | 2032 | 2033 | 2034 | 2035 | 2036 | 2037 | 2038 | 2039 | 2040 | 2041 | 2042 | 2043 | 2044 | 2045 | 2046
Option | Component | Unit | PV | FY2021/22 | FY2022/23 | FY2023/24 | FY2024/25 | FY2025/26 | FY2026/27 | FY2027/28 | FY2028/29 | FY2029/30 | FY2030/31 | FY2031/32 | FY2032/33 | FY2033/34 | FY2034/35 | FY2035/36 | FY2036/37 | FY2037/38 | FY2038/39 | FY2039/40 | FY2040/41 | FY2041/42 | FY2042/43 | FY2043/44 | FY2044/45 | FY2045/46
Option 1A | Lines | $ | -549951215.3493 | 0 | 0 | 0 | -301271240.7871 | -301271240.7871 | -301271240.7871 | 0 | 0 | 0 | 0 | 0 | 0 | 0 | 0 | 0 | 0 | 0 | 0 | 0 | 0 | 0 | 0 | 0 | 0 | 542288233.4168
Option 1A | Substation | $ | -356797769.8118 | 0 | 0 | 0 | -188084875.4444 | -188084875.4444 | -188084875.4444 | 0 | 0 | 0 | 0 | 0 | 0 | 0 | 0 | 0 | 0 | 0 | 0 | 0 | 0 | 0 | 0 | 0 | 0 | 282127313.1667
Option 1B | Lines | $ | -869610791.0969 | 0 | 0 | 0 | -476385386.0551 | -476385386.0551 | -476385386.0551 | 0 | 0 | 0 | 0 | 0 | 0 | 0 | 0 | 0 | 0 | 0 | 0 | 0 | 0 | 0 | 0 | 0 | 0 | 857493694.8991
Option 1B | Substation | $ | -353769364.3784 | 0 | 0 | 0 | -186488460.5929 | -186488460.5929 | -186488460.5929 | 0 | 0 | 0 | 0 | 0 | 0 | 0 | 0 | 0 | 0 | 0 | 0 | 0 | 0 | 0 | 0 | 0 | 0 | 279732690.8893
Option 1C | Lines | $ | -872016812.8936 | 0 | 0 | 0 | -477703439.642 | -477703439.642 | -477703439.642 | 0 | 0 | 0 | 0 | 0 | 0 | 0 | 0 | 0 | 0 | 0 | 0 | 0 | 0 | 0 | 0 | 0 | 0 | 859866191.3556
Option 1C | Substation | $ | -185780822.7664 | 0 | 0 | 0 | -97933804.1502 | -97933804.1502 | -97933804.1502 | 0 | 0 | 0 | 0 | 0 | 0 | 0 | 0 | 0 | 0 | 0 | 0 | 0 | 0 | 0 | 0 | 0 | 0 | 146900706.2254
Option 2B | Lines | $ | -1235574368.8398 | 0 | 0 | 0 | -676865534.2432 | -676865534.2432 | -676865534.2432 | 0 | 0 | 0 | 0 | 0 | 0 | 0 | 0 | 0 | 0 | 0 | 0 | 0 | 0 | 0 | 0 | 0 | 0 | 1218357961.6378
Option 2B | Substation | $ | -708123265.86 | 0 | 0 | 0 | -373285058.1685 | -373285058.1685 | -373285058.1685 | 0 | 0 | 0 | 0 | 0 | 0 | 0 | 0 | 0 | 0 | 0 | 0 | 0 | 0 | 0 | 0 | 0 | 0 | 559927587.2527
Option 2C | Lines | $ | -1194433264.5522 | 0 | 0 | 0 | -654327841.4622 | -654327841.4622 | -654327841.4622 | 0 | 0 | 0 | 0 | 0 | 0 | 0 | 0 | 0 | 0 | 0 | 0 | 0 | 0 | 0 | 0 | 0 | 0 | 1177790114.632
Option 2C | Substation | $ | -392545425.4094 | 0 | 0 | 0 | -206929144.9982 | -206929144.9982 | -206929144.9982 | 0 | 0 | 0 | 0 | 0 | 0 | 0 | 0 | 0 | 0 | 0 | 0 | 0 | 0 | 0 | 0 | 0 | 0 | 310393717.4972
Option 3B | Lines | $ | -1109003470.8201 | 0 | 0 | 0 | -607528163.1644 | -607528163.1644 | -607528163.1644 | 0 | 0 | 0 | 0 | 0 | 0 | 0 | 0 | 0 | 0 | 0 | 0 | 0 | 0 | 0 | 0 | 0 | 0 | 1093550693.696
Option 3B | Substation | $ | -466957551.4011 | 0 | 0 | 0 | -246155274.2873 | -246155274.2873 | -246155274.2873 | 0 | 0 | 0 | 0 | 0 | 0 | 0 | 0 | 0 | 0 | 0 | 0 | 0 | 0 | 0 | 0 | 0 | 0 | 369232911.4309
Option 3C | Lines | $ | -1109820974.3147 | 0 | 0 | 0 | -607976003.4187 | -607976003.4187 | -607976003.4187 | 0 | 0 | 0 | 0 | 0 | 0 | 0 | 0 | 0 | 0 | 0 | 0 | 0 | 0 | 0 | 0 | 0 | 0 | 1094356806.1537
Option 3C | Substation | $ | -351583210.7222 | 0 | 0 | 0 | -185336036.2424 | -185336036.2424 | -185336036.2424 | 0 | 0 | 0 | 0 | 0 | 0 | 0 | 0 | 0 | 0 | 0 | 0 | 0 | 0 | 0 | 0 | 0 | 0 | 278004054.3636
Option 1A | BioCosts - Lines | $ | -640768286.3518 | 0 | 0 | 0 | -351022147.5984 | -351022147.5984 | -351022147.5984 | 0 | 0 | 0 | 0 | 0 | 0 | 0 | 0 | 0 | 0 | 0 | 0 | 0 | 0 | 0 | 0 | 0 | 0 | 631839865.677
Option 1A | BioCosts - Substation | $ | -4982452.4353 | 0 | 0 | 0 | -2626484.8746 | -2626484.8746 | -2626484.8746 | 0 | 0 | 0 | 0 | 0 | 0 | 0 | 0 | 0 | 0 | 0 | 0 | 0 | 0 | 0 | 0 | 0 | 0 | 3939727.3119
Option 1B | BioCosts - Lines | $ | -799895309.1395 | 0 | 0 | 0 | -438194235.3399 | -438194235.3399 | -438194235.3399 | 0 | 0 | 0 | 0 | 0 | 0 | 0 | 0 | 0 | 0 | 0 | 0 | 0 | 0 | 0 | 0 | 0 | 0 | 788749623.6119
Option 1B | BioCosts - Substation | $ | -4979412.1162 | 0 | 0 | 0 | -2624882.1795 | -2624882.1795 | -2624882.1795 | 0 | 0 | 0 | 0 | 0 | 0 | 0 | 0 | 0 | 0 | 0 | 0 | 0 | 0 | 0 | 0 | 0 | 0 | 3937323.2693
Option 1C | BioCosts - Lines | $ | -799922847.0367 | 0 | 0 | 0 | -438209320.9988 | -438209320.9988 | -438209320.9988 | 0 | 0 | 0 | 0 | 0 | 0 | 0 | 0 | 0 | 0 | 0 | 0 | 0 | 0 | 0 | 0 | 0 | 0 | 788776777.7979
Option 1C | BioCosts - Substation | $ | -15658579.9267 | 0 | 0 | 0 | -8254373.4976 | -8254373.4976 | -8254373.4976 | 0 | 0 | 0 | 0 | 0 | 0 | 0 | 0 | 0 | 0 | 0 | 0 | 0 | 0 | 0 | 0 | 0 | 0 | 12381560.2465
Option 2B | BioCosts - Lines | $ | -697831129.7189 | 0 | 0 | 0 | -382281999.6438 | -382281999.6438 | -382281999.6438 | 0 | 0 | 0 | 0 | 0 | 0 | 0 | 0 | 0 | 0 | 0 | 0 | 0 | 0 | 0 | 0 | 0 | 0 | 688107599.3589
Option 2B | BioCosts - Substation | $ | -3208116.7127 | 0 | 0 | 0 | -1691149.114 | -1691149.114 | -1691149.114 | 0 | 0 | 0 | 0 | 0 | 0 | 0 | 0 | 0 | 0 | 0 | 0 | 0 | 0 | 0 | 0 | 0 | 0 | 2536723.6711
Option 2C | BioCosts - Lines | $ | -486157373.1216 | 0 | 0 | 0 | -266324050.0798 | -266324050.0798 | -266324050.0798 | 0 | 0 | 0 | 0 | 0 | 0 | 0 | 0 | 0 | 0 | 0 | 0 | 0 | 0 | 0 | 0 | 0 | 0 | 479383290.1437
Option 2C | BioCosts - Substation | $ | -10559313.3781 | 0 | 0 | 0 | -5566310.4132 | -5566310.4132 | -5566310.4132 | 0 | 0 | 0 | 0 | 0 | 0 | 0 | 0 | 0 | 0 | 0 | 0 | 0 | 0 | 0 | 0 | 0 | 0 | 8349465.6198
Option 3B | BioCosts - Lines | $ | -737652465.6693 | 0 | 0 | 0 | -404096704.2154 | -404096704.2154 | -404096704.2154 | 0 | 0 | 0 | 0 | 0 | 0 | 0 | 0 | 0 | 0 | 0 | 0 | 0 | 0 | 0 | 0 | 0 | 0 | 727374067.5876
Option 3B | BioCosts - Substation | $ | -5696445.2085 | 0 | 0 | 0 | -3002864.026 | -3002864.026 | -3002864.026 | 0 | 0 | 0 | 0 | 0 | 0 | 0 | 0 | 0 | 0 | 0 | 0 | 0 | 0 | 0 | 0 | 0 | 0 | 4504296.039
Option 3C | BioCosts - Lines | $ | -552339005.116 | 0 | 0 | 0 | -302579306.604 | -302579306.604 | -302579306.604 | 0 | 0 | 0 | 0 | 0 | 0 | 0 | 0 | 0 | 0 | 0 | 0 | 0 | 0 | 0 | 0 | 0 | 0 | 544642751.8872
Option 3C | BioCosts - Substation | $ | -18653154.7532 | 0 | 0 | 0 | -9832954.6461 | -9832954.6461 | -9832954.6461 | 0 | 0 | 0 | 0 | 0 | 0 | 0 | 0 | 0 | 0 | 0 | 0 | 0 | 0 | 0 | 0 | 0 | 0 | 14749431.9692
Capital cost summary |  |  |  | 2022 | 2023 | 2024 | 2025 | 2026 | 2027 | 2028 | 2029 | 2030 | 2031 | 2032 | 2033 | 2034 | 2035 | 2036 | 2037 | 2038 | 2039 | 2040 | 2041 | 2042 | 2043 | 2044 | 2045 | 2046
Option |  | Unit | PV | FY2021/22 | FY2022/23 | FY2023/24 | FY2024/25 | FY2025/26 | FY2026/27 | FY2027/28 | FY2028/29 | FY2029/30 | FY2030/31 | FY2031/32 | FY2032/33 | FY2033/34 | FY2034/35 | FY2035/36 | FY2036/37 | FY2037/38 | FY2038/39 | FY2039/40 | FY2040/41 | FY2041/42 | FY2042/43 | FY2043/44 | FY2044/45 | FY2045/46
Option 1A |  | $ | -1552499723.9482 | 0 | 0 | 0 | -843004748.7045 | -843004748.7045 | -843004748.7045 | 0 | 0 | 0 | 0 | 0 | 0 | 0 | 0 | 0 | 0 | 0 | 0 | 0 | 0 | 0 | 0 | 0 | 0 | 1460195139.5724
Option 1B |  | $ | -2028254876.731 | 0 | 0 | 0 | -1103692964.1674 | -1103692964.1674 | -1103692964.1674 | 0 | 0 | 0 | 0 | 0 | 0 | 0 | 0 | 0 | 0 | 0 | 0 | 0 | 0 | 0 | 0 | 0 | 0 | 1929913332.6695
Option 1C |  | $ | -1873379062.6233 | 0 | 0 | 0 | -1022100938.2887 | -1022100938.2887 | -1022100938.2887 | 0 | 0 | 0 | 0 | 0 | 0 | 0 | 0 | 0 | 0 | 0 | 0 | 0 | 0 | 0 | 0 | 0 | 0 | 1807925235.6254
Option 2B |  | $ | -2644736881.1313 | 0 | 0 | 0 | -1434123741.1696 | -1434123741.1696 | -1434123741.1696 | 0 | 0 | 0 | 0 | 0 | 0 | 0 | 0 | 0 | 0 | 0 | 0 | 0 | 0 | 0 | 0 | 0 | 0 | 2468929871.9205
Option 2C |  | $ | -2083695376.4613 | 0 | 0 | 0 | -1133147346.9534 | -1133147346.9534 | -1133147346.9534 | 0 | 0 | 0 | 0 | 0 | 0 | 0 | 0 | 0 | 0 | 0 | 0 | 0 | 0 | 0 | 0 | 0 | 0 | 1975916587.8928
Option 3B |  | $ | -2319309933.099 | 0 | 0 | 0 | -1260783005.693 | -1260783005.693 | -1260783005.693 | 0 | 0 | 0 | 0 | 0 | 0 | 0 | 0 | 0 | 0 | 0 | 0 | 0 | 0 | 0 | 0 | 0 | 0 | 2194661968.7535
Option 3C |  | $ | -2032396344.906 | 0 | 0 | 0 | -1105724300.9112 | -1105724300.9112 | -1105724300.9112 | 0 | 0 | 0 | 0 | 0 | 0 | 0 | 0 | 0 | 0 | 0 | 0 | 0 | 0 | 0 | 0 | 0 | 0 | 1931753044.3737
Operating and maintenance costs |  |  |  | 2022 | 2023 | 2024 | 2025 | 2026 | 2027 | 2028 | 2029 | 2030 | 2031 | 2032 | 2033 | 2034 | 2035 | 2036 | 2037 | 2038 | 2039 | 2040 | 2041 | 2042 | 2043 | 2044 | 2045 | 2046
Option |  | Unit | PV | FY2021/22 | FY2022/23 | FY2023/24 | FY2024/25 | FY2025/26 | FY2026/27 | FY2027/28 | FY2028/29 | FY2029/30 | FY2030/31 | FY2031/32 | FY2032/33 | FY2033/34 | FY2034/35 | FY2035/36 | FY2036/37 | FY2037/38 | FY2038/39 | FY2039/40 | FY2040/41 | FY2041/42 | FY2042/43 | FY2043/44 | FY2044/45 | FY2045/46
Option 1A |  | $ | -63727991.2575 | 0 | 0 | 0 | 0 | 0 | -7340341.7435 | -7340341.7435 | -7340341.7435 | -7340341.7435 | -7340341.7435 | -7340341.7435 | -7340341.7435 | -7340341.7435 | -7340341.7435 | -7340341.7435 | -7340341.7435 | -7340341.7435 | -7340341.7435 | -7340341.7435 | -7340341.7435 | -7340341.7435 | -7340341.7435 | -7340341.7435 | -7340341.7435 | -7340341.7435
Option 1B |  | $ | -86324901.8512 | 0 | 0 | 0 | 0 | 0 | -9943107.6997 | -9943107.6997 | -9943107.6997 | -9943107.6997 | -9943107.6997 | -9943107.6997 | -9943107.6997 | -9943107.6997 | -9943107.6997 | -9943107.6997 | -9943107.6997 | -9943107.6997 | -9943107.6997 | -9943107.6997 | -9943107.6997 | -9943107.6997 | -9943107.6997 | -9943107.6997 | -9943107.6997 | -9943107.6997
Option 1C |  | $ | -74964231.616 | 0 | 0 | 0 | 0 | 0 | -8634558.6569 | -8634558.6569 | -8634558.6569 | -8634558.6569 | -8634558.6569 | -8634558.6569 | -8634558.6569 | -8634558.6569 | -8634558.6569 | -8634558.6569 | -8634558.6569 | -8634558.6569 | -8634558.6569 | -8634558.6569 | -8634558.6569 | -8634558.6569 | -8634558.6569 | -8634558.6569 | -8634558.6569 | -8634558.6569
Option 2B |  | $ | -136759275.2035 | 0 | 0 | 0 | 0 | 0 | -15752258.8862 | -15752258.8862 | -15752258.8862 | -15752258.8862 | -15752258.8862 | -15752258.8862 | -15752258.8862 | -15752258.8862 | -15752258.8862 | -15752258.8862 | -15752258.8862 | -15752258.8862 | -15752258.8862 | -15752258.8862 | -15752258.8862 | -15752258.8862 | -15752258.8862 | -15752258.8862 | -15752258.8862 | -15752258.8862
Option 2C |  | $ | -112159991.2273 | 0 | 0 | 0 | 0 | 0 | -12918854.7969 | -12918854.7969 | -12918854.7969 | -12918854.7969 | -12918854.7969 | -12918854.7969 | -12918854.7969 | -12918854.7969 | -12918854.7969 | -12918854.7969 | -12918854.7969 | -12918854.7969 | -12918854.7969 | -12918854.7969 | -12918854.7969 | -12918854.7969 | -12918854.7969 | -12918854.7969 | -12918854.7969 | -12918854.7969
Option 3B |  | $ | -111173701.1842 | 0 | 0 | 0 | 0 | 0 | -12805251.5618 | -12805251.5618 | -12805251.5618 | -12805251.5618 | -12805251.5618 | -12805251.5618 | -12805251.5618 | -12805251.5618 | -12805251.5618 | -12805251.5618 | -12805251.5618 | -12805251.5618 | -12805251.5618 | -12805251.5618 | -12805251.5618 | -12805251.5618 | -12805251.5618 | -12805251.5618 | -12805251.5618 | -12805251.5618
Option 3C |  | $ | -103311639.6241 | 0 | 0 | 0 | 0 | 0 | -11899680.5949 | -11899680.5949 | -11899680.5949 | -11899680.5949 | -11899680.5949 | -11899680.5949 | -11899680.5949 | -11899680.5949 | -11899680.5949 | -11899680.5949 | -11899680.5949 | -11899680.5949 | -11899680.5949 | -11899680.5949 | -11899680.5949 | -11899680.5949 | -11899680.5949 | -11899680.5949 | -11899680.5949 | -11899680.5949
Avoided involuntary load shedding |  |  |  | 2022 | 2023 | 2024 | 2025 | 2026 | 2027 | 2028 | 2029 | 2030 | 2031 | 2032 | 2033 | 2034 | 2035 | 2036 | 2037 | 2038 | 2039 | 2040 | 2041 | 2042 | 2043 | 2044 | 2045 | 2046
Option name |  | Unit | PV | FY2021/22 | FY2022/23 | FY2023/24 | FY2024/25 | FY2025/26 | FY2026/27 | FY2027/28 | FY2028/29 | FY2029/30 | FY2030/31 | FY2031/32 | FY2032/33 | FY2033/34 | FY2034/35 | FY2035/36 | FY2036/37 | FY2037/38 | FY2038/39 | FY2039/40 | FY2040/41 | FY2041/42 | FY2042/43 | FY2043/44 | FY2044/45 | FY2045/46
Option 1A |  | $ | -3407234.8831 | -68.3579 | -23.2706 | -1448379.9634 | -622282.4971 | -191751.1389 | 6181706.826 | -96.7999 | 6563184.2414 | -107.9642 | -788909.188 | 28.457 | -128.0445 | -135.8488 | -144.1328 | -2318941.3526 | -161.6028 | -17612415.0492 | -181.1741 | -192.2202 | -204.0011 | -215.2854 | 5591256.3409 | -242.8817 | -14215609.0115 | -271.1403
Option 1B |  | $ | 520649.0304 | 226.9287 | 44.1522 | -1448926.4936 | -622406.3919 | -213779.8323 | 5714131.3643 | 319.6328 | 8762532.3573 | 356.0498 | -1773123.6013 | 591.5251 | 422.018 | 447.4545 | 474.5346 | 4093567.5639 | 531.9952 | -21513571.3147 | 596.0421 | 632.3219 | 670.7678 | 707.8926 | 5592248.8303 | 798.143 | -5527337.1392 | 890.7757
Option 1C |  | $ | -10915204.1402 | 310.6692 | 79.3415 | -1449066.5182 | -622436.6282 | -196828.3616 | 4720277.183 | 437.5329 | -8416441.2479 | 487.3969 | -1594609.8807 | 774.6232 | 577.648 | 612.4753 | 649.552 | 4137431.5438 | 728.1199 | -21509896.3231 | 815.845 | 865.4533 | 918.0966 | 968.9058 | 5592533.9407 | 1092.456 | -5549685.323 | 1219.1882
Option 2B |  | $ | -9567582.52 | -13.2411 | -11.333 | -1448455.1185 | -622299.0418 | -883439.952 | 4896218.5642 | -19.0961 | 4974400.6419 | -21.3631 | -5980835.8763 | -3396868.2958 | -25.365 | -26.9547 | -28.6676 | 14375854.8552 | -32.0141 | -34406385.3475 | -36.1131 | -3159695.3315 | -40.6408 | -43.0304 | 5591448.4508 | -48.6377 | -8895379.084 | -54.2225
Option 2C |  | $ | -22773587.9678 | 264.827 | 62.7886 | -1448978.8343 | -622417.9987 | -5495909.6426 | 5885328.7682 | 372.8988 | -10855120.8301 | 415.3846 | -7081048.4477 | -3040594.9779 | 492.2942 | 521.9698 | 553.5569 | 14376471.7752 | 620.533 | -34449823.1911 | 695.2634 | -3231226.6591 | 782.4042 | 825.677 | 5592379.5019 | 930.9528 | -8774707.985 | 1038.9604
Option 3B |  | $ | -8600157.3148 | 250.5678 | 55.9411 | -1448932.3978 | -622396.8198 | -778200.8152 | 5265098.0428 | 352.8277 | 3376826.5877 | 393.0283 | -5348925.333 | -3694279.6683 | 465.802 | 493.8793 | 523.7678 | 14376440.2165 | 587.1586 | -33624364.4042 | 657.8659 | -2492859.0052 | 740.3261 | 781.2826 | 5592329.7673 | 880.8962 | -5268114.537 | 983.1172
Option 3C |  | $ | -22817746.1348 | 232.6665 | 49.5169 | -1448944.2355 | -622413.3846 | -7509420.5892 | 6087732.9426 | 327.5225 | -10660297.5869 | 364.8208 | -7754998.6985 | -2956996.9346 | 432.3511 | 458.4031 | 486.1339 | 14376400.3402 | 544.9735 | -33601125.8841 | 610.5765 | -2315119.2455 | 687.0925 | 725.0984 | 5592266.996 | 817.5259 | -5179904.4863 | 912.3789
Avoided unrelated TNSP expenditure |  |  |  | 2022 | 2023 | 2024 | 2025 | 2026 | 2027 | 2028 | 2029 | 2030 | 2031 | 2032 | 2033 | 2034 | 2035 | 2036 | 2037 | 2038 | 2039 | 2040 | 2041 | 2042 | 2043 | 2044 | 2045 | 2046
Option name |  | Unit | PV | FY2021/22 | FY2022/23 | FY2023/24 | FY2024/25 | FY2025/26 | FY2026/27 | FY2027/28 | FY2028/29 | FY2029/30 | FY2030/31 | FY2031/32 | FY2032/33 | FY2033/34 | FY2034/35 | FY2035/36 | FY2036/37 | FY2037/38 | FY2038/39 | FY2039/40 | FY2040/41 | FY2041/42 | FY2042/43 | FY2043/44 | FY2044/45 | FY2045/46
Option 1A |  | $ | 148785521.8458 | -82.7505 | -656.6865 | -83.2261 | -79.533 | -183.5718 | -413.3656 | 57.6045 | -344.2634 | -5349461.606 | 4.7816 | 29.4587 | -18.7034 | -29.109 | -189.595 | 215224677.5436 | -1560.5891 | 160702990.1426 | -1713288.4273 | 7544252.3824 | -89.7516 | 9470770.761 | -59045883.9678 | -68806.6242 | 101579691.7856 | -56315093.3374
Option 1B |  | $ | 232305413.415 | 421.1088 | 2023.8159 | 300.394 | 218.5237 | 380.7233 | 458.2989 | 347.3951 | 1491.8083 | 15292213.0714 | 79.3084 | 87.3039 | 381.2995 | 119.8694 | 200.9664 | 253481098.2921 | 121.1157 | 332580714.195 | -34574571.1984 | 8093355.6017 | 117.8336 | -2094546.5106 | -78076191.5279 | -7031319.7686 | 143364809.9857 | -48636166.9318
Option 1C |  | $ | 231056771.4441 | 568.2756 | 2791.4093 | 410.1658 | 295.3291 | 540.2392 | 687.1328 | 432.3078 | 1987.3707 | 13306904.9613 | 114.168 | 125.2244 | 515.3641 | 173.873 | 350.2335 | 253364857.435 | 377.8327 | 331774233.8011 | -34401326.8126 | 8093456.4704 | 191.2057 | -2016680.4311 | -77537499.2463 | -7038806.7773 | 143605196.1451 | -48671462.099
Option 2B |  | $ | 373574460.8626 | -38.6298 | 86.9823 | 15.2386 | -0.74069 | 53.1191 | -143.7105 | 57.2386 | -70.513 | 273863979.5937 | -19.1682 | 3.9243 | 51.4312 | -5.7653 | -83.579 | 229253716.1253 | -617.5884 | 269398167.7357 | 6401548.5305 | 8093266.9081 | -0.91654 | -7390913.0172 | -39887494.8687 | -16330273.88 | 139481747.7741 | -45896863.4967
Option 2C |  | $ | 375533418.482 | 489.1706 | 2419.1605 | 359.1815 | 256.711 | 494.6312 | 570.8407 | 380.5297 | 1706.7934 | 276423581.4931 | 88.6572 | 107.45 | 433.8301 | 138.8406 | 284.8525 | 230431669.1923 | 153.4541 | 270261110.2696 | 6413868.3122 | 8093437.9672 | 160.332 | -7515312.8608 | -40715867.0463 | -16424585.2129 | 139475488.6146 | -46336695.3399
Option 3B |  | $ | 361863753.2752 | 461.6221 | 2294.6369 | 336.4062 | 254.6737 | 466.1573 | 558.6137 | 345.1889 | 1666.4145 | 235502305.5115 | 65.611 | 84.709 | 399.8847 | 128.7157 | 265.1801 | 273779125.6976 | 118.3341 | 257145036.0227 | 5661765.4462 | 8093269.6004 | 139.832 | -13543162.7384 | -44351069.4357 | -11816820.8877 | 136817928.1726 | -46721790.2047
Option 3C |  | $ | 368647692.7488 | 432.1666 | 2168.0526 | 309.77 | 233.9772 | 433.6755 | 488.5392 | 342.9654 | 1539.0406 | 245906467.353 | 64.9167 | 84.5306 | 363.6278 | 106.8182 | 230.536 | 274666317.1495 | 51.5145 | 260711706.7084 | 5988917.9387 | 8093176.8932 | 120.0033 | -13680465.4015 | -48120606.0601 | -11429055.29 | 135521710.0498 | -46434354.4397
Avoided fuel consumption from generation dispatch |  |  |  | 2022 | 2023 | 2024 | 2025 | 2026 | 2027 | 2028 | 2029 | 2030 | 2031 | 2032 | 2033 | 2034 | 2035 | 2036 | 2037 | 2038 | 2039 | 2040 | 2041 | 2042 | 2043 | 2044 | 2045 | 2046
Option name |  | Unit | PV | FY2021/22 | FY2022/23 | FY2023/24 | FY2024/25 | FY2025/26 | FY2026/27 | FY2027/28 | FY2028/29 | FY2029/30 | FY2030/31 | FY2031/32 | FY2032/33 | FY2033/34 | FY2034/35 | FY2035/36 | FY2036/37 | FY2037/38 | FY2038/39 | FY2039/40 | FY2040/41 | FY2041/42 | FY2042/43 | FY2043/44 | FY2044/45 | FY2045/46
Option 1A |  | $ | 206362282.3134 | -1893.9433 | -1985.8704 | -932410.0879 | -1135077.1728 | 3967537.0502 | 10299250.5461 | 39194126.7501 | 19235657.1442 | 53115034.5347 | 16670049.7807 | -2224427.9391 | -1392633.1111 | -1433900.2671 | 983378.826 | -63146702.6903 | 18943292.6118 | 41198000.1051 | 36135042.0262 | 45990490.5369 | 36617996.6059 | 30120273.4243 | 107099450.0542 | 82492828.4381 | 4323673.9357 | 89994840.8094
Option 1B |  | $ | 248662097.9746 | 6614.5476 | 7119.9628 | -923564.0424 | -1128623.0099 | 5543412.9614 | 14266217.0367 | 49368065.2328 | 29873823.5768 | 56103951.7547 | 9274081.0597 | -7505257.7662 | -487228.5242 | -844417.393 | -858588.8417 | -70272389.1103 | 31115039.8179 | 68047265.0446 | 22730170.5077 | 39831332.9891 | 37522825.5274 | 68606464.5575 | 125741283.8939 | 126052719.3168 | -11339267.7565 | 90331722.6018
Option 1C |  | $ | 253207092.8015 | 8878.2592 | 9500.1775 | -921171.7226 | -1125024.1128 | 5702193.8101 | 17053284.9964 | 54383846.7539 | 29300644.7214 | 55737550.0621 | 9018761.6757 | -7809148.3002 | -801538.796 | -1091886.5978 | -1258641.1318 | -70826772.083 | 31243246.4104 | 68310879.1133 | 23447885.065 | 40220196.9249 | 37862205.7392 | 68551174.4543 | 125636070.6787 | 126301140.2175 | -11323523.5604 | 90288655.468
Option 2B |  | $ | 474745305.4645 | -187.2948 | -176.0563 | -930584.9672 | -1134792.5268 | 3573226.3979 | 17312991.0644 | 51401022.5361 | 53671262.5919 | 93497919.0153 | 37390674.2175 | 13680073.2708 | 10162163.8948 | 10892598.0431 | 31047125.4144 | 1599880.2355 | 57336980.9839 | 99692130.0455 | 60769564.4363 | 64164126.7777 | 45164258.3602 | 105317118.8314 | 154374623.787 | 160662283.8398 | 66589198.2818 | 129172902.7343
Option 2C |  | $ | 485782339.5289 | 7710.1866 | 8307.9392 | -922411.0805 | -1127222.8306 | 2003620.092 | 17344161.3645 | 58805397.097 | 54527702.6325 | 95743046.2639 | 40963099.8563 | 15601271.9635 | 12416760.1514 | 12822911.6683 | 32797663.4207 | 1609472.9483 | 56957304.9841 | 99633059.2551 | 60413510.5318 | 64204997.4257 | 44595268.0242 | 105336075.5716 | 154371865.3162 | 160730564.059 | 66079195.107 | 129282176.5053
Option 3B |  | $ | 477176718.0997 | 7421.2033 | 8027.3981 | -922722.9249 | -1127850.008 | 4168936.0162 | 16672441.6094 | 52186405.5336 | 56938787.8457 | 87102063.398 | 30282568.0449 | 12301259.4005 | 9815847.4026 | 10346490.0639 | 30940993.1794 | -9987699.1034 | 55736141.0093 | 108387426.1967 | 69967663.7266 | 53713797.2806 | 44647813.1741 | 105937730.7452 | 177351133.4732 | 165148851.2653 | 74053319.8662 | 136478710.0821
Option 3C |  | $ | 495243470.9969 | 6968.5786 | 7539.0734 | -923204.1305 | -1127941.585 | 2194959.3963 | 17246073.6136 | 58583493.7674 | 54653595.8262 | 94962885.2829 | 40473966.9928 | 16256283.1634 | 13815499.9561 | 13479332.5249 | 33805243.9332 | -9544467.1474 | 55023729.1664 | 107954859.1206 | 69728755.3482 | 54103107.9971 | 43583179.5976 | 105644556.4852 | 177525613.2907 | 164287585.4393 | 73766184.6539 | 135959955.4676
Avoided voluntary load curtailment |  |  |  | 2022 | 2023 | 2024 | 2025 | 2026 | 2027 | 2028 | 2029 | 2030 | 2031 | 2032 | 2033 | 2034 | 2035 | 2036 | 2037 | 2038 | 2039 | 2040 | 2041 | 2042 | 2043 | 2044 | 2045 | 2046
Option name |  | Unit | PV | FY2021/22 | FY2022/23 | FY2023/24 | FY2024/25 | FY2025/26 | FY2026/27 | FY2027/28 | FY2028/29 | FY2029/30 | FY2030/31 | FY2031/32 | FY2032/33 | FY2033/34 | FY2034/35 | FY2035/36 | FY2036/37 | FY2037/38 | FY2038/39 | FY2039/40 | FY2040/41 | FY2041/42 | FY2042/43 | FY2043/44 | FY2044/45 | FY2045/46
Option 1A |  | $ | 37899170.249 | -299.8723 | -308.0961 | -162580.6387 | 457629.8582 | -980047.665 | 8751281.7215 | 6644996.3782 | -17202113.8048 | 8522709.7159 | -7651.8855 | 69862.4297 | 18624451.9331 | 674910.5548 | -103941.888 | 14057186.0175 | -318857.8069 | 83430089.7358 | -873.6379 | -4465413.3556 | -3848113.0163 | 114956.2484 | 2737554.5713 | -1908965.0957 | -41597805.8112 | -2077845.6821
Option 1B |  | $ | 34115391.2943 | 1010.9681 | 1039.4592 | -161209.426 | 458411.4421 | -973709.7913 | 9712522.8761 | 6633285.5898 | -16976133.1797 | 8508443.906 | 2433754.9408 | 10161.8024 | 20051561.3663 | -3143192.7363 | -6739817.0712 | 15870515.3159 | 3755655.1572 | 74390071.925 | -232351.332 | 131639.4258 | 1932292.3583 | -9287066.7547 | -3121167.1822 | -5993374.4089 | -42650153.4843 | 4955850.5984
Option 1C |  | $ | 35386938.5449 | 1367.9 | 1403.873 | -160834.4142 | 458647.7833 | -980549.9401 | 9735156.0451 | 6879686.1023 | -15235554.3878 | 8519381.6884 | 2500041.2127 | 10508.0226 | 20028728.4138 | -3176654.733 | -6817412.5925 | 15886753.135 | 3756662.7982 | 74429261.4251 | -230481.0807 | 176872.644 | 1903789.4365 | -9298306.233 | -3110582.9683 | -5970404.0987 | -42748544.895 | 4966014.9686
Option 2B |  | $ | 25386011.6456 | -37.4595 | -38.7871 | -162302.3461 | 458937.1604 | -1013258.3363 | 8515519.1066 | 6618038.5846 | -17404642.8799 | 7294606.6208 | 943842.9225 | -1662781.6737 | 18923633.2846 | 1902286.0063 | -13266279.234 | 23957302.6025 | 4091038.8798 | 61565838.5546 | -103.2055 | -5567591.9288 | 22350284.4354 | -22865658.1512 | 4852818.5951 | -30346309.1705 | -40519388.0821 | 6661989.6127
Option 2C |  | $ | 27685195.5479 | 1179.0098 | 1209.8531 | -161031.5537 | 460015.4848 | -1740116.5658 | 9483270.852 | 6334213.1043 | -15792172.4279 | 8530742.7759 | 1024069.1705 | -1516820.0902 | 18909786.2403 | 2193851.133 | -12455205.0298 | 23964296.5431 | 4094088.4863 | 61932083.3151 | 3436.8787 | -5866000.2614 | 22365920.3612 | -22861131.0861 | 4855100.291 | -30324466.4772 | -40721708.7488 | 6513481.6473
Option 3B |  | $ | 29508656.0263 | 1128.4748 | 1158.3348 | -161079.3152 | 459931.4392 | -996319.5829 | 9154450.1487 | 5141388.715 | -15471267.0318 | 4683806.9409 | 1206165.1916 | -1787625.1507 | 18952611.942 | 406558.8067 | -12454271.7342 | 23985169.6596 | 4115363.0379 | 67851052.2835 | -84267.8054 | -1681276.9707 | 22671410.858 | -21814870.7974 | 5714240.9505 | -30449440.9056 | -36322422.5191 | 6086118.4505
Option 3C |  | $ | 32717884.7622 | 1054.9702 | 1083.3116 | -161163.8107 | 459886.303 | -2060348.8151 | 10094738.0627 | 6334125.3918 | -16185267.7373 | 8527636.7039 | 1009143.3482 | -1497237.9103 | 18930648.678 | 791589.4847 | -11459037.6027 | 23999976.6962 | 4115181.9317 | 67918932.1726 | -86597.3336 | -1516506.1637 | 22671177.7625 | -21816568.2659 | 5657013.175 | -30379638.7535 | -36329751.4608 | 5886166.3387
Avoided costs for non RIT-T proponent parties |  |  |  | 2022 | 2023 | 2024 | 2025 | 2026 | 2027 | 2028 | 2029 | 2030 | 2031 | 2032 | 2033 | 2034 | 2035 | 2036 | 2037 | 2038 | 2039 | 2040 | 2041 | 2042 | 2043 | 2044 | 2045 | 2046
Option name |  | Unit | PV | FY2021/22 | FY2022/23 | FY2023/24 | FY2024/25 | FY2025/26 | FY2026/27 | FY2027/28 | FY2028/29 | FY2029/30 | FY2030/31 | FY2031/32 | FY2032/33 | FY2033/34 | FY2034/35 | FY2035/36 | FY2036/37 | FY2037/38 | FY2038/39 | FY2039/40 | FY2040/41 | FY2041/42 | FY2042/43 | FY2043/44 | FY2044/45 | FY2045/46
Option 1A |  | $ | 893545231.1293 | -5890.0141 | -13247.2629 | 46023618.0147 | 1135272.1239 | 7610880.3775 | 94412096.357 | 215365914.6554 | -31532079.5197 | -224030315.6895 | 956198414.0533 | -22034198.6264 | 371293621.096 | -21471957.6551 | -134546996.8186 | 445120476.7699 | -72798853.3289 | 157269212.3693 | -62289138.065 | 51444241.8063 | -42320459.5015 | -52265760.2078 | -105139827.4373 | -76862901.6876 | 124936896.1041 | -77494426.6952
Option 1B |  | $ | 1228098824.8462 | 19457.0422 | 40599.8589 | 46039089.962 | 1200892.2896 | -164280.373 | 100664116.7698 | 59280042.1005 | -32684876.4121 | -112478781.9836 | 1602636170.6075 | -32855831.1684 | 179362956.9913 | -24293927.1174 | 113842406.6465 | 88495896.1481 | 238387676.4451 | 260185730.7717 | 142087491.1387 | 42181609.2922 | -63018385.426 | -308376708.7139 | 50629324.6424 | -256326650.4188 | 178458510.8341 | -102198253.482
Option 1C |  | $ | 1257988200.569 | 26553.6616 | 55559.8608 | 46043274.1223 | 1217794.9186 | 2368825.4723 | 102590001.1731 | 317603525.3221 | -32724825.1548 | -352394553.1417 | 1604690631.9967 | -34800755.0986 | 177649824.9515 | -24277511.8004 | 117885023.6804 | 83887505.0034 | 232498776.0059 | 260243539.5342 | 139510203.61 | 43467279.2818 | -62744149.4622 | -306198979.2859 | 50255330.7602 | -257137968.4821 | 179079719.615 | -102194956.1067
Option 2B |  | $ | 1278046401.8702 | -1116.9314 | -2393.3973 | 46025633.7463 | 1100546.2724 | -21802846.5457 | 142701350.5113 | 171855340.3701 | -64842356.5841 | -451294029.1924 | 1546752186.2877 | 64784806.1501 | 349590482.3281 | -20279931.3078 | 120158243.1416 | -208741249.9644 | 668947856.1664 | 410840685.9343 | 170920744.289 | 68476004.0449 | -105070559.6957 | -382440166.1793 | 133470783.8688 | -297721223.5649 | 34188107.0513 | -58696925.0299
Option 2C |  | $ | 1296982317.1326 | 22681.3184 | 47565.8066 | 46040684.2418 | 1148087.8243 | 19139597.1472 | 110895735.014 | 325338069.8588 | -50568250.8299 | -610662743.5429 | 1489165470.9584 | 43306446.9674 | 374073902.2967 | -20369889.7975 | 125374167.6374 | -155343254.4278 | 672277029.5189 | 407226592.628 | 173829500.2655 | 66996136.8111 | -102583916.8253 | -385828271.0604 | 134599439.3659 | -298366252.9995 | 35385736.4136 | -58893037.7785
Option 3B |  | $ | 1283763869.7997 | 21497.4799 | 45246.9621 | 46038884.1749 | 1146881.8169 | -24039486.707 | 140017799.5669 | 15754057.6309 | -36142286.1741 | -286757096.5577 | 1656853701.8067 | 50395496.5596 | 264434336.963 | -20601934.5456 | 103527191.5208 | -150638625.21 | 501600549.8816 | 456315202.669 | 176598093.6024 | 217122506.3463 | -125604852.1601 | -427906666.9184 | 49706146.8292 | -252545295.638 | 25608022.5455 | -57021471.5231
Option 3C |  | $ | 1310521565.3336 | 19973.4427 | 42032.358 | 46039424.7405 | 1143810.1236 | 25398131.3642 | 109301187.0135 | 331071312.8058 | -50549934.7634 | -608705205.1931 | 1505392386.3256 | 40193751.2826 | 367019137.3397 | -20824480.1164 | 112506082.7527 | -66179611.5533 | 511600683.9821 | 448415588.1686 | 174320194.8042 | 214143354.8619 | -119779274.6241 | -430155862.6378 | 51467762.4392 | -251219069.9335 | 25147817.5845 | -56639348.6644
Competition benefits - cost savings |  |  |  | 2022 | 2023 | 2024 | 2025 | 2026 | 2027 | 2028 | 2029 | 2030 | 2031 | 2032 | 2033 | 2034 | 2035 | 2036 | 2037 | 2038 | 2039 | 2040 | 2041 | 2042 | 2043 | 2044 | 2045 | 2046
Option name |  | Unit | PV | FY2021/22 | FY2022/23 | FY2023/24 | FY2024/25 | FY2025/26 | FY2026/27 | FY2027/28 | FY2028/29 | FY2029/30 | FY2030/31 | FY2031/32 | FY2032/33 | FY2033/34 | FY2034/35 | FY2035/36 | FY2036/37 | FY2037/38 | FY2038/39 | FY2039/40 | FY2040/41 | FY2041/42 | FY2042/43 | FY2043/44 | FY2044/45 | FY2045/46
Option 1A |  | $ | 0 | 0 | 0 | 0 | 0 | 0 | 0 | 0 | 0 | 0 | 0 | 0 | 0 | 0 | 0 | 0 | 0 | 0 | 0 | 0 | 0 | 0 | 0 | 0 | 0 | 0
Option 1B |  | $ | 0 | 0 | 0 | 0 | 0 | 0 | 0 | 0 | 0 | 0 | 0 | 0 | 0 | 0 | 0 | 0 | 0 | 0 | 0 | 0 | 0 | 0 | 0 | 0 | 0 | 0
Option 1C |  | $ | 0 | 0 | 0 | 0 | 0 | 0 | 0 | 0 | 0 | 0 | 0 | 0 | 0 | 0 | 0 | 0 | 0 | 0 | 0 | 0 | 0 | 0 | 0 | 0 | 0 | 0
Option 2B |  | $ | 0 | 0 | 0 | 0 | 0 | 0 | 0 | 0 | 0 | 0 | 0 | 0 | 0 | 0 | 0 | 0 | 0 | 0 | 0 | 0 | 0 | 0 | 0 | 0 | 0 | 0
Option 2C |  | $ | 0 | 0 | 0 | 0 | 0 | 0 | 0 | 0 | 0 | 0 | 0 | 0 | 0 | 0 | 0 | 0 | 0 | 0 | 0 | 0 | 0 | 0 | 0 | 0 | 0 | 0
Option 3B |  | $ | 0 | 0 | 0 | 0 | 0 | 0 | 0 | 0 | 0 | 0 | 0 | 0 | 0 | 0 | 0 | 0 | 0 | 0 | 0 | 0 | 0 | 0 | 0 | 0 | 0 | 0
Option 3C |  | $ | 0 | 0 | 0 | 0 | 0 | 0 | 0 | 0 | 0 | 0 | 0 | 0 | 0 | 0 | 0 | 0 | 0 | 0 | 0 | 0 | 0 | 0 | 0 | 0 | 0 | 0
Competition benefits - demand response |  |  |  | 2022 | 2023 | 2024 | 2025 | 2026 | 2027 | 2028 | 2029 | 2030 | 2031 | 2032 | 2033 | 2034 | 2035 | 2036 | 2037 | 2038 | 2039 | 2040 | 2041 | 2042 | 2043 | 2044 | 2045 | 2046
Option name |  | Unit | PV | FY2021/22 | FY2022/23 | FY2023/24 | FY2024/25 | FY2025/26 | FY2026/27 | FY2027/28 | FY2028/29 | FY2029/30 | FY2030/31 | FY2031/32 | FY2032/33 | FY2033/34 | FY2034/35 | FY2035/36 | FY2036/37 | FY2037/38 | FY2038/39 | FY2039/40 | FY2040/41 | FY2041/42 | FY2042/43 | FY2043/44 | FY2044/45 | FY2045/46
Option 1A |  | $ | 0 | 0 | 0 | 0 | 0 | 0 | 0 | 0 | 0 | 0 | 0 | 0 | 0 | 0 | 0 | 0 | 0 | 0 | 0 | 0 | 0 | 0 | 0 | 0 | 0 | 0
Option 1B |  | $ | 0 | 0 | 0 | 0 | 0 | 0 | 0 | 0 | 0 | 0 | 0 | 0 | 0 | 0 | 0 | 0 | 0 | 0 | 0 | 0 | 0 | 0 | 0 | 0 | 0 | 0
Option 1C |  | $ | 0 | 0 | 0 | 0 | 0 | 0 | 0 | 0 | 0 | 0 | 0 | 0 | 0 | 0 | 0 | 0 | 0 | 0 | 0 | 0 | 0 | 0 | 0 | 0 | 0 | 0
Option 2B |  | $ | 0 | 0 | 0 | 0 | 0 | 0 | 0 | 0 | 0 | 0 | 0 | 0 | 0 | 0 | 0 | 0 | 0 | 0 | 0 | 0 | 0 | 0 | 0 | 0 | 0 | 0
Option 2C |  | $ | 0 | 0 | 0 | 0 | 0 | 0 | 0 | 0 | 0 | 0 | 0 | 0 | 0 | 0 | 0 | 0 | 0 | 0 | 0 | 0 | 0 | 0 | 0 | 0 | 0 | 0
Option 3B |  | $ | 0 | 0 | 0 | 0 | 0 | 0 | 0 | 0 | 0 | 0 | 0 | 0 | 0 | 0 | 0 | 0 | 0 | 0 | 0 | 0 | 0 | 0 | 0 | 0 | 0 | 0
Option 3C |  | $ | 0 | 0 | 0 | 0 | 0 | 0 | 0 | 0 | 0 | 0 | 0 | 0 | 0 | 0 | 0 | 0 | 0 | 0 | 0 | 0 | 0 | 0 | 0 | 0 | 0 | 0

## Pos Step
NPV results
NPV results |  |  |  | 2022 | 2023 | 2024 | 2025 | 2026 | 2027 | 2028 | 2029 | 2030 | 2031 | 2032 | 2033 | 2034 | 2035 | 2036 | 2037 | 2038 | 2039 | 2040 | 2041 | 2042 | 2043 | 2044 | 2045 | 2046
Option |  | Unit | PV | FY2021/22 | FY2022/23 | FY2023/24 | FY2024/25 | FY2025/26 | FY2026/27 | FY2027/28 | FY2028/29 | FY2029/30 | FY2030/31 | FY2031/32 | FY2032/33 | FY2033/34 | FY2034/35 | FY2035/36 | FY2036/37 | FY2037/38 | FY2038/39 | FY2039/40 | FY2040/41 | FY2041/42 | FY2042/43 | FY2043/44 | FY2044/45 | FY2045/46
Option 1A |  | $ | -177858196.5565 | 1296960.399 | 1437492.0966 | 39045905.1565 | -719900581.4539 | -722660551.6961 | 565794604.404 | -355344916.0417 | -121629049.4199 | -623952196.7035 | -163877180.5901 | 383476101.0534 | 294434115.9206 | -261087274.5799 | 110430836.6266 | 2026005875.4745 | -661549339.4499 | -721479461.3652 | 648824812.6826 | 483891590.2797 | 15751401.5527 | -528227889.6563 | 493880690.8217 | -4595529.279 | -94494384.3396 | 1368028674.914
Option 1B |  | $ | -175465088.1702 | 1171914.4826 | 1211785.9379 | 34914652.707 | -941720780.1186 | -1045651812.498 | 276060593.6153 | -288659284.2077 | -111988386.3666 | -359850279.8748 | -239164548.4862 | 761994606.0826 | -152285002.8837 | -119348517.3338 | 119941735.9333 | 2568382912.7278 | -604893593.5346 | -996535368.1064 | 770116062.3866 | 720323854.8769 | 434871333.9653 | -1256952031.2109 | 1262289856.267 | -429952846.5346 | -50393269.14 | 1851305041.2648
Option 1C |  | $ | 7222934.6422 | 1423057.5714 | 1436068.6088 | 41517499.2228 | -917889319.2504 | -935629602.6957 | 527599003.0484 | -490504445.8096 | -176617303.3544 | -219138680.8671 | -249988529.6565 | 709489159.0735 | -46032879.8048 | -92724046.3587 | 123391296.3429 | 2563435497.437 | -614470215.8767 | -1023854982.1722 | 770773368.0043 | 715613806.6178 | 440195246.5727 | -1256702428.4481 | 1255373645.435 | -425648903.8467 | -48188502.0072 | 1731091209.4939
Option 2B |  | $ | -62349936.7666 | 2135491.1265 | 2472770.2015 | 68385157.8762 | -1350011025.255 | -1164777911.6748 | 66845125.6482 | -340033600.8512 | -132977337.4799 | 53523138.341 | -185951812.054 | 711012211.8284 | -354520408.1708 | -567487032.656 | 134364301.7732 | 3827633894.0164 | -780186641.7664 | -761085104.9219 | 629541130.4631 | 869694499.6975 | 880663981.9271 | -1980769571.112 | 1744154533.659 | -258306776.1158 | -278317366.0888 | 2479979946.501
Option 2C |  | $ | 537162189.4929 | 2268598.6047 | 2617105.8375 | 71617329.154 | -1071317399.0764 | -800132829.9586 | 383737528.1594 | -445044663.9143 | -325788218.5282 | 346107859.5102 | -144303813.8283 | 720631286.5975 | -357306113.6422 | -568635017.4343 | 134836787.5533 | 3775397113.3625 | -774723384.9537 | -771590034.5571 | 637889531.4095 | 873473718.8239 | 883914844.1023 | -1982541636.7819 | 1753758586.0497 | -258767893.5906 | -275316312.0145 | 1989394292.2045
Option 3B |  | $ | 309166440.9934 | 2295349.9762 | 2726143.9284 | 71762323.0486 | -1115010399.6938 | -1025082284.7287 | -76046849.9414 | -288453107.8291 | 32515326.8478 | 90098098.8569 | -322817885.366 | 790906357.9595 | -153716265.736 | -565733896.4713 | 130620415.752 | 3808228110.3994 | -751593810.9254 | -901176445.9461 | 711077291.1187 | 917291368.0842 | 914441829.48 | -1968034259.6776 | 1753145393.4868 | -259934907.7975 | -260547875.8114 | 2206901559.6787
Option 3C |  | $ | 633579048.3631 | 2268478.7029 | 2696212.3617 | 71007558.8037 | -1043933010.1521 | -800354091.0171 | 501884259.926 | -539991725.0038 | -310703737.2931 | 379313150.0466 | -227950107.5164 | 790556003.3787 | -210536489.2983 | -654301865.8418 | 131010601.4242 | 3735219320.2397 | -731210128.9615 | -876077242.4862 | 712756084.0693 | 905106954.9289 | 904689491.6523 | -1957139091.2157 | 1745711121.1636 | -258733745.4189 | -260656737.0495 | 1948726081.7731
Step calculation | bar: 2022 to 2046
Capital calculation |  |  |  | 2022 | 2023 | 2024 | 2025 | 2026 | 2027 | 2028 | 2029 | 2030 | 2031 | 2032 | 2033 | 2034 | 2035 | 2036 | 2037 | 2038 | 2039 | 2040 | 2041 | 2042 | 2043 | 2044 | 2045 | 2046
Option | Component | Unit | PV | FY2021/22 | FY2022/23 | FY2023/24 | FY2024/25 | FY2025/26 | FY2026/27 | FY2027/28 | FY2028/29 | FY2029/30 | FY2030/31 | FY2031/32 | FY2032/33 | FY2033/34 | FY2034/35 | FY2035/36 | FY2036/37 | FY2037/38 | FY2038/39 | FY2039/40 | FY2040/41 | FY2041/42 | FY2042/43 | FY2043/44 | FY2044/45 | FY2045/46
Option 1A | Lines | $ | -549951215.3493 | 0 | 0 | 0 | -301271240.7871 | -301271240.7871 | -301271240.7871 | 0 | 0 | 0 | 0 | 0 | 0 | 0 | 0 | 0 | 0 | 0 | 0 | 0 | 0 | 0 | 0 | 0 | 0 | 542288233.4168
Option 1A | Substation | $ | -356797769.8118 | 0 | 0 | 0 | -188084875.4444 | -188084875.4444 | -188084875.4444 | 0 | 0 | 0 | 0 | 0 | 0 | 0 | 0 | 0 | 0 | 0 | 0 | 0 | 0 | 0 | 0 | 0 | 0 | 282127313.1667
Option 1B | Lines | $ | -869610791.0969 | 0 | 0 | 0 | -476385386.0551 | -476385386.0551 | -476385386.0551 | 0 | 0 | 0 | 0 | 0 | 0 | 0 | 0 | 0 | 0 | 0 | 0 | 0 | 0 | 0 | 0 | 0 | 0 | 857493694.8991
Option 1B | Substation | $ | -353769364.3784 | 0 | 0 | 0 | -186488460.5929 | -186488460.5929 | -186488460.5929 | 0 | 0 | 0 | 0 | 0 | 0 | 0 | 0 | 0 | 0 | 0 | 0 | 0 | 0 | 0 | 0 | 0 | 0 | 279732690.8893
Option 1C | Lines | $ | -872016812.8936 | 0 | 0 | 0 | -477703439.642 | -477703439.642 | -477703439.642 | 0 | 0 | 0 | 0 | 0 | 0 | 0 | 0 | 0 | 0 | 0 | 0 | 0 | 0 | 0 | 0 | 0 | 0 | 859866191.3556
Option 1C | Substation | $ | -185780822.7664 | 0 | 0 | 0 | -97933804.1502 | -97933804.1502 | -97933804.1502 | 0 | 0 | 0 | 0 | 0 | 0 | 0 | 0 | 0 | 0 | 0 | 0 | 0 | 0 | 0 | 0 | 0 | 0 | 146900706.2254
Option 2B | Lines | $ | -1235574368.8398 | 0 | 0 | 0 | -676865534.2432 | -676865534.2432 | -676865534.2432 | 0 | 0 | 0 | 0 | 0 | 0 | 0 | 0 | 0 | 0 | 0 | 0 | 0 | 0 | 0 | 0 | 0 | 0 | 1218357961.6378
Option 2B | Substation | $ | -708123265.86 | 0 | 0 | 0 | -373285058.1685 | -373285058.1685 | -373285058.1685 | 0 | 0 | 0 | 0 | 0 | 0 | 0 | 0 | 0 | 0 | 0 | 0 | 0 | 0 | 0 | 0 | 0 | 0 | 559927587.2527
Option 2C | Lines | $ | -1194433264.5522 | 0 | 0 | 0 | -654327841.4622 | -654327841.4622 | -654327841.4622 | 0 | 0 | 0 | 0 | 0 | 0 | 0 | 0 | 0 | 0 | 0 | 0 | 0 | 0 | 0 | 0 | 0 | 0 | 1177790114.632
Option 2C | Substation | $ | -392545425.4094 | 0 | 0 | 0 | -206929144.9982 | -206929144.9982 | -206929144.9982 | 0 | 0 | 0 | 0 | 0 | 0 | 0 | 0 | 0 | 0 | 0 | 0 | 0 | 0 | 0 | 0 | 0 | 0 | 310393717.4972
Option 3B | Lines | $ | -1109003470.8201 | 0 | 0 | 0 | -607528163.1644 | -607528163.1644 | -607528163.1644 | 0 | 0 | 0 | 0 | 0 | 0 | 0 | 0 | 0 | 0 | 0 | 0 | 0 | 0 | 0 | 0 | 0 | 0 | 1093550693.696
Option 3B | Substation | $ | -466957551.4011 | 0 | 0 | 0 | -246155274.2873 | -246155274.2873 | -246155274.2873 | 0 | 0 | 0 | 0 | 0 | 0 | 0 | 0 | 0 | 0 | 0 | 0 | 0 | 0 | 0 | 0 | 0 | 0 | 369232911.4309
Option 3C | Lines | $ | -1109820974.3147 | 0 | 0 | 0 | -607976003.4187 | -607976003.4187 | -607976003.4187 | 0 | 0 | 0 | 0 | 0 | 0 | 0 | 0 | 0 | 0 | 0 | 0 | 0 | 0 | 0 | 0 | 0 | 0 | 1094356806.1537
Option 3C | Substation | $ | -351583210.7222 | 0 | 0 | 0 | -185336036.2424 | -185336036.2424 | -185336036.2424 | 0 | 0 | 0 | 0 | 0 | 0 | 0 | 0 | 0 | 0 | 0 | 0 | 0 | 0 | 0 | 0 | 0 | 0 | 278004054.3636
Option 1A | BioCosts - Lines | $ | -640768286.3518 | 0 | 0 | 0 | -351022147.5984 | -351022147.5984 | -351022147.5984 | 0 | 0 | 0 | 0 | 0 | 0 | 0 | 0 | 0 | 0 | 0 | 0 | 0 | 0 | 0 | 0 | 0 | 0 | 631839865.677
Option 1A | BioCosts - Substation | $ | -4982452.4353 | 0 | 0 | 0 | -2626484.8746 | -2626484.8746 | -2626484.8746 | 0 | 0 | 0 | 0 | 0 | 0 | 0 | 0 | 0 | 0 | 0 | 0 | 0 | 0 | 0 | 0 | 0 | 0 | 3939727.3119
Option 1B | BioCosts - Lines | $ | -799895309.1395 | 0 | 0 | 0 | -438194235.3399 | -438194235.3399 | -438194235.3399 | 0 | 0 | 0 | 0 | 0 | 0 | 0 | 0 | 0 | 0 | 0 | 0 | 0 | 0 | 0 | 0 | 0 | 0 | 788749623.6119
Option 1B | BioCosts - Substation | $ | -4979412.1162 | 0 | 0 | 0 | -2624882.1795 | -2624882.1795 | -2624882.1795 | 0 | 0 | 0 | 0 | 0 | 0 | 0 | 0 | 0 | 0 | 0 | 0 | 0 | 0 | 0 | 0 | 0 | 0 | 3937323.2693
Option 1C | BioCosts - Lines | $ | -799922847.0367 | 0 | 0 | 0 | -438209320.9988 | -438209320.9988 | -438209320.9988 | 0 | 0 | 0 | 0 | 0 | 0 | 0 | 0 | 0 | 0 | 0 | 0 | 0 | 0 | 0 | 0 | 0 | 0 | 788776777.7979
Option 1C | BioCosts - Substation | $ | -15658579.9267 | 0 | 0 | 0 | -8254373.4976 | -8254373.4976 | -8254373.4976 | 0 | 0 | 0 | 0 | 0 | 0 | 0 | 0 | 0 | 0 | 0 | 0 | 0 | 0 | 0 | 0 | 0 | 0 | 12381560.2465
Option 2B | BioCosts - Lines | $ | -697831129.7189 | 0 | 0 | 0 | -382281999.6438 | -382281999.6438 | -382281999.6438 | 0 | 0 | 0 | 0 | 0 | 0 | 0 | 0 | 0 | 0 | 0 | 0 | 0 | 0 | 0 | 0 | 0 | 0 | 688107599.3589
Option 2B | BioCosts - Substation | $ | -3208116.7127 | 0 | 0 | 0 | -1691149.114 | -1691149.114 | -1691149.114 | 0 | 0 | 0 | 0 | 0 | 0 | 0 | 0 | 0 | 0 | 0 | 0 | 0 | 0 | 0 | 0 | 0 | 0 | 2536723.6711
Option 2C | BioCosts - Lines | $ | -486157373.1216 | 0 | 0 | 0 | -266324050.0798 | -266324050.0798 | -266324050.0798 | 0 | 0 | 0 | 0 | 0 | 0 | 0 | 0 | 0 | 0 | 0 | 0 | 0 | 0 | 0 | 0 | 0 | 0 | 479383290.1437
Option 2C | BioCosts - Substation | $ | -10559313.3781 | 0 | 0 | 0 | -5566310.4132 | -5566310.4132 | -5566310.4132 | 0 | 0 | 0 | 0 | 0 | 0 | 0 | 0 | 0 | 0 | 0 | 0 | 0 | 0 | 0 | 0 | 0 | 0 | 8349465.6198
Option 3B | BioCosts - Lines | $ | -737652465.6693 | 0 | 0 | 0 | -404096704.2154 | -404096704.2154 | -404096704.2154 | 0 | 0 | 0 | 0 | 0 | 0 | 0 | 0 | 0 | 0 | 0 | 0 | 0 | 0 | 0 | 0 | 0 | 0 | 727374067.5876
Option 3B | BioCosts - Substation | $ | -5696445.2085 | 0 | 0 | 0 | -3002864.026 | -3002864.026 | -3002864.026 | 0 | 0 | 0 | 0 | 0 | 0 | 0 | 0 | 0 | 0 | 0 | 0 | 0 | 0 | 0 | 0 | 0 | 0 | 4504296.039
Option 3C | BioCosts - Lines | $ | -552339005.116 | 0 | 0 | 0 | -302579306.604 | -302579306.604 | -302579306.604 | 0 | 0 | 0 | 0 | 0 | 0 | 0 | 0 | 0 | 0 | 0 | 0 | 0 | 0 | 0 | 0 | 0 | 0 | 544642751.8872
Option 3C | BioCosts - Substation | $ | -18653154.7532 | 0 | 0 | 0 | -9832954.6461 | -9832954.6461 | -9832954.6461 | 0 | 0 | 0 | 0 | 0 | 0 | 0 | 0 | 0 | 0 | 0 | 0 | 0 | 0 | 0 | 0 | 0 | 0 | 14749431.9692
Capital cost summary |  |  |  | 2022 | 2023 | 2024 | 2025 | 2026 | 2027 | 2028 | 2029 | 2030 | 2031 | 2032 | 2033 | 2034 | 2035 | 2036 | 2037 | 2038 | 2039 | 2040 | 2041 | 2042 | 2043 | 2044 | 2045 | 2046
Option |  | Unit | PV | FY2021/22 | FY2022/23 | FY2023/24 | FY2024/25 | FY2025/26 | FY2026/27 | FY2027/28 | FY2028/29 | FY2029/30 | FY2030/31 | FY2031/32 | FY2032/33 | FY2033/34 | FY2034/35 | FY2035/36 | FY2036/37 | FY2037/38 | FY2038/39 | FY2039/40 | FY2040/41 | FY2041/42 | FY2042/43 | FY2043/44 | FY2044/45 | FY2045/46
Option 1A |  | $ | -1552499723.9482 | 0 | 0 | 0 | -843004748.7045 | -843004748.7045 | -843004748.7045 | 0 | 0 | 0 | 0 | 0 | 0 | 0 | 0 | 0 | 0 | 0 | 0 | 0 | 0 | 0 | 0 | 0 | 0 | 1460195139.5724
Option 1B |  | $ | -2028254876.731 | 0 | 0 | 0 | -1103692964.1674 | -1103692964.1674 | -1103692964.1674 | 0 | 0 | 0 | 0 | 0 | 0 | 0 | 0 | 0 | 0 | 0 | 0 | 0 | 0 | 0 | 0 | 0 | 0 | 1929913332.6695
Option 1C |  | $ | -1873379062.6233 | 0 | 0 | 0 | -1022100938.2887 | -1022100938.2887 | -1022100938.2887 | 0 | 0 | 0 | 0 | 0 | 0 | 0 | 0 | 0 | 0 | 0 | 0 | 0 | 0 | 0 | 0 | 0 | 0 | 1807925235.6254
Option 2B |  | $ | -2644736881.1313 | 0 | 0 | 0 | -1434123741.1696 | -1434123741.1696 | -1434123741.1696 | 0 | 0 | 0 | 0 | 0 | 0 | 0 | 0 | 0 | 0 | 0 | 0 | 0 | 0 | 0 | 0 | 0 | 0 | 2468929871.9205
Option 2C |  | $ | -2083695376.4613 | 0 | 0 | 0 | -1133147346.9534 | -1133147346.9534 | -1133147346.9534 | 0 | 0 | 0 | 0 | 0 | 0 | 0 | 0 | 0 | 0 | 0 | 0 | 0 | 0 | 0 | 0 | 0 | 0 | 1975916587.8928
Option 3B |  | $ | -2319309933.099 | 0 | 0 | 0 | -1260783005.693 | -1260783005.693 | -1260783005.693 | 0 | 0 | 0 | 0 | 0 | 0 | 0 | 0 | 0 | 0 | 0 | 0 | 0 | 0 | 0 | 0 | 0 | 0 | 2194661968.7535
Option 3C |  | $ | -2032396344.906 | 0 | 0 | 0 | -1105724300.9112 | -1105724300.9112 | -1105724300.9112 | 0 | 0 | 0 | 0 | 0 | 0 | 0 | 0 | 0 | 0 | 0 | 0 | 0 | 0 | 0 | 0 | 0 | 0 | 1931753044.3737
Operating and maintenance costs |  |  |  | 2022 | 2023 | 2024 | 2025 | 2026 | 2027 | 2028 | 2029 | 2030 | 2031 | 2032 | 2033 | 2034 | 2035 | 2036 | 2037 | 2038 | 2039 | 2040 | 2041 | 2042 | 2043 | 2044 | 2045 | 2046
Option |  | Unit | PV | FY2021/22 | FY2022/23 | FY2023/24 | FY2024/25 | FY2025/26 | FY2026/27 | FY2027/28 | FY2028/29 | FY2029/30 | FY2030/31 | FY2031/32 | FY2032/33 | FY2033/34 | FY2034/35 | FY2035/36 | FY2036/37 | FY2037/38 | FY2038/39 | FY2039/40 | FY2040/41 | FY2041/42 | FY2042/43 | FY2043/44 | FY2044/45 | FY2045/46
Option 1A |  | $ | -63727991.2575 | 0 | 0 | 0 | 0 | 0 | -7340341.7435 | -7340341.7435 | -7340341.7435 | -7340341.7435 | -7340341.7435 | -7340341.7435 | -7340341.7435 | -7340341.7435 | -7340341.7435 | -7340341.7435 | -7340341.7435 | -7340341.7435 | -7340341.7435 | -7340341.7435 | -7340341.7435 | -7340341.7435 | -7340341.7435 | -7340341.7435 | -7340341.7435 | -7340341.7435
Option 1B |  | $ | -86324901.8512 | 0 | 0 | 0 | 0 | 0 | -9943107.6997 | -9943107.6997 | -9943107.6997 | -9943107.6997 | -9943107.6997 | -9943107.6997 | -9943107.6997 | -9943107.6997 | -9943107.6997 | -9943107.6997 | -9943107.6997 | -9943107.6997 | -9943107.6997 | -9943107.6997 | -9943107.6997 | -9943107.6997 | -9943107.6997 | -9943107.6997 | -9943107.6997 | -9943107.6997
Option 1C |  | $ | -74964231.616 | 0 | 0 | 0 | 0 | 0 | -8634558.6569 | -8634558.6569 | -8634558.6569 | -8634558.6569 | -8634558.6569 | -8634558.6569 | -8634558.6569 | -8634558.6569 | -8634558.6569 | -8634558.6569 | -8634558.6569 | -8634558.6569 | -8634558.6569 | -8634558.6569 | -8634558.6569 | -8634558.6569 | -8634558.6569 | -8634558.6569 | -8634558.6569 | -8634558.6569
Option 2B |  | $ | -136759275.2035 | 0 | 0 | 0 | 0 | 0 | -15752258.8862 | -15752258.8862 | -15752258.8862 | -15752258.8862 | -15752258.8862 | -15752258.8862 | -15752258.8862 | -15752258.8862 | -15752258.8862 | -15752258.8862 | -15752258.8862 | -15752258.8862 | -15752258.8862 | -15752258.8862 | -15752258.8862 | -15752258.8862 | -15752258.8862 | -15752258.8862 | -15752258.8862 | -15752258.8862
Option 2C |  | $ | -112159991.2273 | 0 | 0 | 0 | 0 | 0 | -12918854.7969 | -12918854.7969 | -12918854.7969 | -12918854.7969 | -12918854.7969 | -12918854.7969 | -12918854.7969 | -12918854.7969 | -12918854.7969 | -12918854.7969 | -12918854.7969 | -12918854.7969 | -12918854.7969 | -12918854.7969 | -12918854.7969 | -12918854.7969 | -12918854.7969 | -12918854.7969 | -12918854.7969 | -12918854.7969
Option 3B |  | $ | -111173701.1842 | 0 | 0 | 0 | 0 | 0 | -12805251.5618 | -12805251.5618 | -12805251.5618 | -12805251.5618 | -12805251.5618 | -12805251.5618 | -12805251.5618 | -12805251.5618 | -12805251.5618 | -12805251.5618 | -12805251.5618 | -12805251.5618 | -12805251.5618 | -12805251.5618 | -12805251.5618 | -12805251.5618 | -12805251.5618 | -12805251.5618 | -12805251.5618 | -12805251.5618
Option 3C |  | $ | -103311639.6241 | 0 | 0 | 0 | 0 | 0 | -11899680.5949 | -11899680.5949 | -11899680.5949 | -11899680.5949 | -11899680.5949 | -11899680.5949 | -11899680.5949 | -11899680.5949 | -11899680.5949 | -11899680.5949 | -11899680.5949 | -11899680.5949 | -11899680.5949 | -11899680.5949 | -11899680.5949 | -11899680.5949 | -11899680.5949 | -11899680.5949 | -11899680.5949 | -11899680.5949
Avoided involuntary load shedding |  |  |  | 2022 | 2023 | 2024 | 2025 | 2026 | 2027 | 2028 | 2029 | 2030 | 2031 | 2032 | 2033 | 2034 | 2035 | 2036 | 2037 | 2038 | 2039 | 2040 | 2041 | 2042 | 2043 | 2044 | 2045 | 2046
Option name |  | Unit | PV | FY2021/22 | FY2022/23 | FY2023/24 | FY2024/25 | FY2025/26 | FY2026/27 | FY2027/28 | FY2028/29 | FY2029/30 | FY2030/31 | FY2031/32 | FY2032/33 | FY2033/34 | FY2034/35 | FY2035/36 | FY2036/37 | FY2037/38 | FY2038/39 | FY2039/40 | FY2040/41 | FY2041/42 | FY2042/43 | FY2043/44 | FY2044/45 | FY2045/46
Option 1A |  | $ | -3865077.298 | 521.664 | -92.2222 | -274.0913 | 58429.7287 | -5214939.464 | 256.8314 | 271.9452 | 286.045 | 301.9305 | 319.18 | 340.8792 | 355.3684 | 378.2564 | 403.6597 | 427.007 | 451.2694 | 479.2757 | 507.8527 | 540.1268 | 572.6569 | 604.5858 | 643.9568 | 687.5618 | 724.0669 | 767.8356
Option 1B |  | $ | -7944923.8625 | -892.3523 | 109.7004 | 255.8753 | 579880.4278 | -11188355.8494 | -376.932 | -399.2493 | -419.6731 | -442.9139 | -468.1965 | -500.1515 | -520.943 | -554.6399 | -591.6916 | -626.123 | -661.6061 | -702.149 | -743.1825 | -790.457 | -838.4286 | -884.7616 | -941.2628 | -1004.334 | -1059.2277 | -1122.8032
Option 1C |  | $ | -8306028.2327 | -496.0531 | 26.3948 | 89.9557 | -171507.2763 | -10876883.6084 | -213.4277 | -226.0778 | -237.6017 | -250.7998 | -265.0786 | -283.1811 | -294.8658 | -314.0001 | -334.9761 | -354.3975 | -374.5081 | -397.4473 | -420.7042 | -447.3886 | -474.6536 | -501.0066 | -532.9198 | -568.6159 | -599.6898 | -635.7009
Option 2B |  | $ | -5648459.0117 | -1050.7287 | 227.0975 | 332.6692 | -161206.6973 | -7344952.8957 | -371.6343 | -393.6363 | -413.7821 | -436.7174 | -461.6376 | -493.1392 | -513.6629 | -546.8503 | -583.3673 | -617.0972 | -652.3442 | -692.1749 | -732.4565 | -779.0662 | -826.3719 | -872.1246 | -927.4091 | -989.1795 | -1043.6936 | -1106.0606
Option 2C |  | $ | -4533163.2751 | -1626.7654 | 289.3073 | 535.4096 | -453705.0898 | -5544650.1884 | -618.7426 | -655.359 | -688.8101 | -726.8194 | -768.3501 | -820.8289 | -854.9222 | -910.0731 | -970.7521 | -1027.2999 | -1085.8977 | -1151.7664 | -1219.0045 | -1296.6288 | -1375.2899 | -1451.1666 | -1543.2333 | -1645.8493 | -1736.4158 | -1840.3462
Option 3B |  | $ | -4121292.6373 | -1050.6583 | 215.4501 | 318.7185 | 766964.6114 | -6293911.0453 | -365.289 | -386.9117 | -406.6219 | -429.0489 | -453.5496 | -484.5499 | -504.5655 | -537.1504 | -572.9032 | -606.285 | -640.8675 | -679.5586 | -719.0586 | -764.8692 | -811.3225 | -856.0189 | -910.0277 | -970.3112 | -1024.0949 | -1085.1577
Option 3C |  | $ | -8595683.7927 | -662.5286 | 172.7415 | 180.7828 | -455492.0887 | -10962479.4276 | -187.5493 | -198.6229 | -209.1085 | -221.0605 | -233.5315 | -249.2913 | -260.0605 | -277.0023 | -295.7277 | -311.9494 | -329.8776 | -351.308 | -371.9034 | -395.2781 | -419.2097 | -443.0783 | -472.0792 | -504.383 | -531.6835 | -563.9065
Avoided unrelated TNSP expenditure |  |  |  | 2022 | 2023 | 2024 | 2025 | 2026 | 2027 | 2028 | 2029 | 2030 | 2031 | 2032 | 2033 | 2034 | 2035 | 2036 | 2037 | 2038 | 2039 | 2040 | 2041 | 2042 | 2043 | 2044 | 2045 | 2046
Option name |  | Unit | PV | FY2021/22 | FY2022/23 | FY2023/24 | FY2024/25 | FY2025/26 | FY2026/27 | FY2027/28 | FY2028/29 | FY2029/30 | FY2030/31 | FY2031/32 | FY2032/33 | FY2033/34 | FY2034/35 | FY2035/36 | FY2036/37 | FY2037/38 | FY2038/39 | FY2039/40 | FY2040/41 | FY2041/42 | FY2042/43 | FY2043/44 | FY2044/45 | FY2045/46
Option 1A |  | $ | 184837239.8074 | 469.8961 | 1897.602 | 275.0693 | 589.7744 | 951.8611 | -2510.1529 | 28709668.9013 | 49232793.3305 | -37426917.2243 | -2342943.7762 | 29246910.5166 | 46556508.887 | -7066046.1218 | 13642113.1648 | 1237212571.5518 | -758042716.8898 | -263228419.0159 | 10528445.1583 | -42968830.2593 | -15914734.0632 | -28479739.944 | -109702564.073 | 199560587.8821 | 17974164.8439 | -31211250.5319
Option 1B |  | $ | 242285078.6614 | -668.5502 | -2774.5006 | -528.1327 | -1062.1488 | -1356.6341 | 1386.1256 | 28350713.1288 | 63192353.961 | -31041598.6411 | 8976918.9835 | 6395526.8634 | -47928341.589 | 35168568.6261 | 13639493.3736 | 1618673400.4471 | -1109613158.3675 | -265318227.3196 | 20249049.8363 | -40544716.8718 | -18042926.0278 | -65292318.1598 | 287358845.3069 | 55994065.154 | 8593709.4806 | -56951017.4891
Option 1C |  | $ | 239750384.3611 | -403.8729 | -1699.8135 | -260.4103 | -558.3766 | -805.2826 | -166.4758 | 14130750.4707 | 27585132.9171 | 11118001.354 | 9648101.1956 | 7584983.7481 | -38931031.7583 | 35668840.1417 | 13640181.009 | 1620107832.1685 | -1114051895.0372 | -264737856.1176 | 20240329.4938 | -41895942.2942 | -17288121.9359 | -67147258.0921 | 287179963.9223 | 57277543.1052 | 8713705.4048 | -57142424.5027
Option 2B |  | $ | 455190005.2867 | -659.9254 | -2583.6446 | -534.0373 | -775.9385 | -1257.6456 | 872.6915 | 65010697.5829 | 102043245.4182 | 139874869.9409 | 724457.9763 | -22878970.6744 | -79908275.8715 | 37810858.5939 | 13639737.9764 | 1798598728.3883 | -1087642948.3168 | -343107220.0841 | -2062676.125 | -38968531.2247 | 48091322.8121 | -154256229.4763 | 401916220.2202 | 171181705.1425 | 3443256.6167 | -88884718.3432
Option 2C |  | $ | 457822115.8863 | -1161.2205 | -4286.2988 | -710.7437 | -1231.327 | -2316.2526 | 3075.6997 | 61495672.5796 | 99781407.5494 | 152456137.2624 | -3639039.2509 | -18770095.1886 | -79060961.0683 | 39705533.6214 | 13638623.252 | 1786493998.5824 | -1081189966.5154 | -341098131.4091 | -815807.0514 | -40297013.1526 | 48273357.2975 | -155587017.6238 | 403383498.897 | 170298358.6122 | 3368158.999 | -89622138.108
Option 3B |  | $ | 481853882.6723 | -612.2894 | -2448.2092 | -613.4534 | -678.6668 | -1503.5472 | 2313.3385 | 69439505.4376 | 126192200.2808 | 111249431.141 | 3295070.3465 | 2635439.5392 | -82483378.9864 | 48973896.7259 | 13639741.9206 | 1761336406.3099 | -1072688893.3006 | -301749458.7355 | 11862474.3126 | -30762426.7763 | 53054054.5789 | -175438876.9003 | 401187538.0357 | 163471263.2258 | 1991777.5543 | -87360456.7185
Option 3C |  | $ | 481651880.2163 | -301.0062 | -1165.2165 | -221.7764 | -276.64 | -564.532 | 1119.0722 | 65534384.5457 | 112076703.2302 | 141841963.0315 | -2412004.6812 | -598404.0058 | -76276341.822 | 36403712.3055 | 13640655.0114 | 1749477770.9232 | -1062637478.6141 | -293044508.0797 | 12484704.5985 | -33649608.1638 | 50714606.9813 | -171199737.5138 | 400051140.6209 | 161089305.1161 | 1198209.2727 | -87554763.7894
Avoided fuel consumption from generation dispatch |  |  |  | 2022 | 2023 | 2024 | 2025 | 2026 | 2027 | 2028 | 2029 | 2030 | 2031 | 2032 | 2033 | 2034 | 2035 | 2036 | 2037 | 2038 | 2039 | 2040 | 2041 | 2042 | 2043 | 2044 | 2045 | 2046
Option name |  | Unit | PV | FY2021/22 | FY2022/23 | FY2023/24 | FY2024/25 | FY2025/26 | FY2026/27 | FY2027/28 | FY2028/29 | FY2029/30 | FY2030/31 | FY2031/32 | FY2032/33 | FY2033/34 | FY2034/35 | FY2035/36 | FY2036/37 | FY2037/38 | FY2038/39 | FY2039/40 | FY2040/41 | FY2041/42 | FY2042/43 | FY2043/44 | FY2044/45 | FY2045/46
Option 1A |  | $ | 88804986.0059 | 1309180.1241 | 1402604.4368 | 900107.9169 | -1391662.1697 | -6003262.5125 | -9872337.1938 | -18230907.3319 | -13896651.9436 | -8744903.9957 | 9707679.4504 | -8814131.3092 | 13704664.6637 | 24863813.7868 | -1178809.1254 | -49214860.8608 | 16270856.3465 | 110138113.6529 | 56154713.4193 | 44836250.7586 | 50436850.9698 | 86170982.0463 | 54267950.7991 | -63640445.8824 | -7039864.2616 | 19514139.9646
Option 1B |  | $ | 191985905.5746 | 1193219.1808 | 1314074.6824 | 853820.2362 | -1991928.6948 | -8759688.6549 | -18082352.5622 | -14044363.381 | -5551370.9085 | -81777.5422 | 23614810.3983 | 314488.9099 | 2975393.168 | 37396534.1091 | 10536045.2295 | -56316143.064 | 17201778.2127 | 151762787.1371 | 89034356.8689 | 70148992.9985 | 44885874.114 | 144045146.6193 | 58761664.4152 | -45555837.458 | 27929881.4404 | 87277143.9027
Option 1C |  | $ | 204311017.3166 | 1441374.4487 | 1504475.4277 | 1000261.8875 | -1073220.9836 | -7941431.4669 | -19948168.6896 | -7124415.6729 | -2063803.7888 | -3041338.8432 | 27025605.9788 | 2387532.9619 | 5665477.1026 | 38455984.5837 | 13748522.7615 | -55405147.2011 | 16672109.9869 | 151622246.7038 | 88743539.7802 | 70289323.7151 | 44480893.5791 | 143881296.8058 | 59473025.3195 | -45142110.1593 | 27904320.8685 | 88081227.5335
Option 2B |  | $ | 333481450.6745 | 2149586.2852 | 2597202.5927 | 1478064.0246 | -184836.7446 | -13334472.1135 | -10742460.6508 | -9001279.5185 | 96778.3444 | -6004775.2219 | 21741716.426 | -1937676.7711 | -9704483.9194 | 55150690.2242 | 35583697.2694 | -52098260.4981 | 64137178.3021 | 169383117.3622 | 104811953.9775 | 83975570.3089 | 55386614.4292 | 237735384.6446 | 105828002.5715 | -64169801.2159 | 81584520.5975 | 214945361.8766
Option 2C |  | $ | 334798905.7775 | 2285736.2926 | 2799566.146 | 1571792.4903 | 228665.2726 | -13169378.4184 | -11654640.3169 | -4097779.9772 | 4203884.8747 | -9391448.816 | 20593757.5261 | -2347025.6965 | -11689526.4238 | 53244006.2052 | 34707513.65 | -51708131.1842 | 64097218.8613 | 169836208.3098 | 104796008.0797 | 83851178.8767 | 55144203.6188 | 238409459.8854 | 105657815.4069 | -64254793.7324 | 81334703.9382 | 215627417.1189
Option 3B |  | $ | 345074233.4089 | 2309350.3094 | 2852912.1693 | 1608624.7221 | -959467.1314 | -17272641.0061 | -6630402.4155 | -4566701.787 | 1122734.5666 | -4177450.9026 | 25931267.2376 | 156564.0864 | -15912307.5188 | 50356334.1254 | 32924956.5015 | -51077517.6404 | 61167563.6766 | 182719742.688 | 111619865.7138 | 89108495.8197 | 59845485.1763 | 235671756.1983 | 111847813.7245 | -61656443.1708 | 80851887.2531 | 209673687.4749
Option 3C |  | $ | 337729802.9698 | 2279468.585 | 2783432.9141 | 1573404.2942 | 231345.0029 | -14433109.7348 | -14556837.5754 | -4867281.7937 | 5690967.5567 | -10164648.4015 | 23013919.3395 | -1139563.7932 | -18742250.7749 | 50313893.0905 | 32088099.924 | -49273430.027 | 61205939.7058 | 181574623.5762 | 110232381.5204 | 88660540.0473 | 60546554.3675 | 235297217.0059 | 111512901.1812 | -61913241.642 | 81095611.6344 | 212380431.9921
Avoided voluntary load curtailment |  |  |  | 2022 | 2023 | 2024 | 2025 | 2026 | 2027 | 2028 | 2029 | 2030 | 2031 | 2032 | 2033 | 2034 | 2035 | 2036 | 2037 | 2038 | 2039 | 2040 | 2041 | 2042 | 2043 | 2044 | 2045 | 2046
Option name |  | Unit | PV | FY2021/22 | FY2022/23 | FY2023/24 | FY2024/25 | FY2025/26 | FY2026/27 | FY2027/28 | FY2028/29 | FY2029/30 | FY2030/31 | FY2031/32 | FY2032/33 | FY2033/34 | FY2034/35 | FY2035/36 | FY2036/37 | FY2037/38 | FY2038/39 | FY2039/40 | FY2040/41 | FY2041/42 | FY2042/43 | FY2043/44 | FY2044/45 | FY2045/46
Option 1A |  | $ | 44280265.4514 | 957.3625 | 988.3704 | 1021.4444 | -57485.0922 | -1679249.87 | -2823668.906 | 1118166.2156 | 2711664.3328 | 1504.0183 | 443225.3042 | -6825376.9413 | 48007584.2094 | 3266225.8105 | -788261.1826 | 7046917.32 | 5235847.3014 | 46125651.623 | 668301.0275 | -12392343.2979 | 1528155.3486 | 2218163.0854 | -3338216.8267 | 28063241.5529 | -14358861.8492 | 2276782.4725
Option 1B |  | $ | 65143469.179 | -1374.8134 | -1332.3494 | -1491.8436 | 405673.8249 | -3578883.9647 | -2822354.6652 | 1255190.5603 | 622288.0331 | -2149.2742 | 2292375.5549 | -8633333.9494 | 47614411.2195 | 3753909.8461 | 1141850.7873 | 27165704.3784 | 27161523.1434 | 41085560.7523 | 661962.1825 | 702833.8498 | 3719444.5188 | 4896214.8292 | -3077409.8113 | 28577919.1384 | -15578199.8481 | 6454433.5741
Option 1C |  | $ | 65207792.8998 | -717.5493 | -682.3804 | -779.0194 | -263718.5913 | -3684536.6536 | -3018819.4117 | 1245261.6996 | 4044607.9158 | -1125.0728 | 2193510.2073 | -8493461.3929 | 47599168.7396 | 4010675.2647 | 563484.3474 | 25954049.9192 | 26002453.0971 | 40394594.2222 | 663745.5993 | 627292.7698 | 3739159.5522 | 4939836.2471 | -3021984.1703 | 28577506.3189 | -15591848.6494 | 6505714.9045
Option 2B |  | $ | 30151911.1007 | -1394.2554 | -1331.335 | -1508.7704 | -269067.4274 | -2439287.729 | -2824030.0202 | 1292628.0877 | 1924213.7841 | -2138.821 | 2278587.5164 | -8276750.1196 | 49671873.5923 | 2290598.7748 | 131436.4122 | 40448504.6573 | 13951284.8289 | -44295579.1236 | 661995.9105 | 12939609.2339 | 7799930.4412 | -10282518.0894 | -4330639.1983 | 29638662.3628 | -38494155.8727 | 9190191.2855
Option 2C |  | $ | 30779463.6205 | -2276.5597 | -2202.2681 | -2454.9239 | -577061.0316 | -1908794.4375 | -2811972.5314 | 1291923.8587 | 4742455.7515 | -3509.648 | 2367893.9618 | -8188069.9678 | 49795870.5934 | 638376.3049 | -964777.9221 | 40284582.3104 | 13787334.5887 | -44483143.705 | 659623.0133 | 12937017.4565 | 7790339.3839 | -10349072.029 | -4190490.6709 | 29635180.0713 | -38498329.7459 | 9173449.1884
Option 3B |  | $ | 39464869.5136 | -1355.9545 | -1290.2105 | -1471.5298 | 555348.6084 | -1680263.2888 | -548732.9455 | 1387100.9878 | 1191381.8708 | -2075.758 | 2560075.1908 | -8181646.8989 | 49289227.4252 | -1062951.5314 | -1423235.5973 | 42973093.8011 | 19688030.2912 | -36591749.4546 | 662112.9127 | 12942608.8944 | 8146953.1536 | -3456934.6438 | -1724919.0632 | 29626224.8788 | -38931859.902 | 9584106.237
Option 3C |  | $ | 38674965.7718 | -724.3104 | -661.5296 | -786.5579 | -574557.1747 | -3771291.584 | -2830291.5778 | 1300430.7308 | 4872932.3642 | -1089.83 | 2561124.7617 | -8060733.3123 | 49574806.9209 | -565414.8044 | -1699614.4862 | 42646252.8432 | 19831723.9563 | -35039124.64 | 663815.083 | 12944471.0851 | 8148964.7806 | -3223125.8929 | -1487655.2576 | 29630597.582 | -38931316.2055 | 9827005.7666
Avoided costs for non RIT-T proponent parties |  |  |  | 2022 | 2023 | 2024 | 2025 | 2026 | 2027 | 2028 | 2029 | 2030 | 2031 | 2032 | 2033 | 2034 | 2035 | 2036 | 2037 | 2038 | 2039 | 2040 | 2041 | 2042 | 2043 | 2044 | 2045 | 2046
Option name |  | Unit | PV | FY2021/22 | FY2022/23 | FY2023/24 | FY2024/25 | FY2025/26 | FY2026/27 | FY2027/28 | FY2028/29 | FY2029/30 | FY2030/31 | FY2031/32 | FY2032/33 | FY2033/34 | FY2034/35 | FY2035/36 | FY2036/37 | FY2037/38 | FY2038/39 | FY2039/40 | FY2040/41 | FY2041/42 | FY2042/43 | FY2043/44 | FY2044/45 | FY2045/46
Option 1A |  | $ | 1124312104.6825 | -14168.6477 | 32093.9096 | 38144774.8172 | 124494295.0095 | 133240696.9939 | 1428837954.2733 | -359601774.0286 | -152336799.441 | -570441839.6887 | -164345119.005 | 377208699.6516 | 193505344.5356 | -274811304.5684 | 106095731.8537 | 838301162.2 | 82326564.266 | -607174945.1574 | 588813186.9681 | 501756314.6949 | -12959101.616 | -580797557.6863 | 559993218.7089 | -161239258.6499 | -83730205.3961 | -75406562.6558
Option 1B |  | $ | 1447645160.8595 | -18368.9822 | -98291.5949 | 34062596.5717 | 162979620.6396 | 81569436.7725 | 1410600363.5162 | -294277317.5667 | -160308130.0795 | -318781203.8036 | -264105077.5267 | 773861532.11 | -145002837.0395 | -185723867.5754 | 104568045.9341 | 988803684.7891 | 470300032.7827 | -914121678.8275 | 670114544.381 | 699960643.0571 | 414252887.4886 | -1330657082.0383 | 929190805.3187 | -459024881.3353 | -61394493.2855 | -105444620.8896
Option 1C |  | $ | 1454603062.5367 | -16699.402 | -66051.0198 | 40518186.8093 | 105720624.2661 | 108974992.6046 | 1581301867.9988 | -490121257.5722 | -197548444.1399 | -218579408.8484 | -280220923.3027 | 716644945.5944 | -51731640.3661 | -162224673.6918 | 104074001.8579 | 981413675.605 | 465542049.2415 | -942499010.8763 | 669760732.4921 | 695228138.4725 | 417898348.6877 | -1329741243.7454 | 920377731.9402 | -457726715.8386 | -60579521.2845 | -105643349.7089
Option 2B |  | $ | 1905971311.518 | -10990.2492 | -120744.5089 | 66908803.9901 | 84728602.7224 | 292465799.8787 | 1530287115.3178 | -381582994.4807 | -221288902.3584 | -64592121.9535 | -194943853.4489 | 759858361.4188 | -298826749.423 | -646986374.5123 | 100762272.3687 | 2056437797.4523 | 245120754.6498 | -527312472.0153 | 541882848.0427 | 827500889.3318 | 785139199.5026 | -2038213077.1801 | 1256494136.3609 | -379204094.3394 | -309097684.8504 | -108447395.2916
Option 2C |  | $ | 1914150235.1723 | -12073.1423 | -176261.0489 | 70048166.9217 | 62633280.0527 | 353639656.2917 | 1544267885.8009 | -490814970.2195 | -421596423.0968 | 215966262.3281 | -150706802.9182 | 762856153.0762 | -303431787.0245 | -649303168.6958 | 100375254.1224 | 2013246545.7508 | 241501968.8063 | -542924961.1894 | 546169781.1693 | 829902687.0691 | 785627173.8888 | -2042094701.051 | 1261828160.4469 | -381526137.8955 | -308600253.9931 | -108780328.7444
Option 3B |  | $ | 1877378382.3191 | -10981.431 | -123245.2714 | 70155464.5912 | 145410438.5776 | 260949039.8517 | 1204718594.6248 | -341907373.9941 | -83185331.6868 | -4166125.0128 | -341798593.0295 | 809101737.3445 | -91804050.5287 | -651195387.0789 | 98284777.3921 | 2067801985.7755 | 253045380.8366 | -732749049.3236 | 599738808.8 | 858808706.5774 | 806201399.4555 | -2012004096.7511 | 1254641122.3792 | -378569730.8584 | -291653405.0602 | -106851409.3487
Option 3C |  | $ | 1919826067.7281 | -9302.0369 | -85566.5478 | 69434982.0609 | 62590271.6596 | 334537655.1725 | 1636894439.0625 | -590059379.2687 | -421444450.7408 | 259536826.902 | -239213232.81 | 812254634.3762 | -153192762.9668 | -728554098.8362 | 98881437.2977 | 2004268719.0446 | 262289696.463 | -717668201.4398 | 601275235.3657 | 849051627.8333 | 797179465.3275 | -2006113321.1418 | 1247534887.2933 | -375640221.4972 | -292119029.4727 | -105779392.0684
Competition benefits - cost savings |  |  |  | 2022 | 2023 | 2024 | 2025 | 2026 | 2027 | 2028 | 2029 | 2030 | 2031 | 2032 | 2033 | 2034 | 2035 | 2036 | 2037 | 2038 | 2039 | 2040 | 2041 | 2042 | 2043 | 2044 | 2045 | 2046
Option name |  | Unit | PV | FY2021/22 | FY2022/23 | FY2023/24 | FY2024/25 | FY2025/26 | FY2026/27 | FY2027/28 | FY2028/29 | FY2029/30 | FY2030/31 | FY2031/32 | FY2032/33 | FY2033/34 | FY2034/35 | FY2035/36 | FY2036/37 | FY2037/38 | FY2038/39 | FY2039/40 | FY2040/41 | FY2041/42 | FY2042/43 | FY2043/44 | FY2044/45 | FY2045/46
Option 1A |  | $ | 0 | 0 | 0 | 0 | 0 | 0 | 0 | 0 | 0 | 0 | 0 | 0 | 0 | 0 | 0 | 0 | 0 | 0 | 0 | 0 | 0 | 0 | 0 | 0 | 0 | 0
Option 1B |  | $ | 0 | 0 | 0 | 0 | 0 | 0 | 0 | 0 | 0 | 0 | 0 | 0 | 0 | 0 | 0 | 0 | 0 | 0 | 0 | 0 | 0 | 0 | 0 | 0 | 0 | 0
Option 1C |  | $ | 0 | 0 | 0 | 0 | 0 | 0 | 0 | 0 | 0 | 0 | 0 | 0 | 0 | 0 | 0 | 0 | 0 | 0 | 0 | 0 | 0 | 0 | 0 | 0 | 0 | 0
Option 2B |  | $ | 0 | 0 | 0 | 0 | 0 | 0 | 0 | 0 | 0 | 0 | 0 | 0 | 0 | 0 | 0 | 0 | 0 | 0 | 0 | 0 | 0 | 0 | 0 | 0 | 0 | 0
Option 2C |  | $ | 0 | 0 | 0 | 0 | 0 | 0 | 0 | 0 | 0 | 0 | 0 | 0 | 0 | 0 | 0 | 0 | 0 | 0 | 0 | 0 | 0 | 0 | 0 | 0 | 0 | 0
Option 3B |  | $ | 0 | 0 | 0 | 0 | 0 | 0 | 0 | 0 | 0 | 0 | 0 | 0 | 0 | 0 | 0 | 0 | 0 | 0 | 0 | 0 | 0 | 0 | 0 | 0 | 0 | 0
Option 3C |  | $ | 0 | 0 | 0 | 0 | 0 | 0 | 0 | 0 | 0 | 0 | 0 | 0 | 0 | 0 | 0 | 0 | 0 | 0 | 0 | 0 | 0 | 0 | 0 | 0 | 0 | 0
Competition benefits - demand response |  |  |  | 2022 | 2023 | 2024 | 2025 | 2026 | 2027 | 2028 | 2029 | 2030 | 2031 | 2032 | 2033 | 2034 | 2035 | 2036 | 2037 | 2038 | 2039 | 2040 | 2041 | 2042 | 2043 | 2044 | 2045 | 2046
Option name |  | Unit | PV | FY2021/22 | FY2022/23 | FY2023/24 | FY2024/25 | FY2025/26 | FY2026/27 | FY2027/28 | FY2028/29 | FY2029/30 | FY2030/31 | FY2031/32 | FY2032/33 | FY2033/34 | FY2034/35 | FY2035/36 | FY2036/37 | FY2037/38 | FY2038/39 | FY2039/40 | FY2040/41 | FY2041/42 | FY2042/43 | FY2043/44 | FY2044/45 | FY2045/46
Option 1A |  | $ | 0 | 0 | 0 | 0 | 0 | 0 | 0 | 0 | 0 | 0 | 0 | 0 | 0 | 0 | 0 | 0 | 0 | 0 | 0 | 0 | 0 | 0 | 0 | 0 | 0 | 0
Option 1B |  | $ | 0 | 0 | 0 | 0 | 0 | 0 | 0 | 0 | 0 | 0 | 0 | 0 | 0 | 0 | 0 | 0 | 0 | 0 | 0 | 0 | 0 | 0 | 0 | 0 | 0 | 0
Option 1C |  | $ | 0 | 0 | 0 | 0 | 0 | 0 | 0 | 0 | 0 | 0 | 0 | 0 | 0 | 0 | 0 | 0 | 0 | 0 | 0 | 0 | 0 | 0 | 0 | 0 | 0 | 0
Option 2B |  | $ | 0 | 0 | 0 | 0 | 0 | 0 | 0 | 0 | 0 | 0 | 0 | 0 | 0 | 0 | 0 | 0 | 0 | 0 | 0 | 0 | 0 | 0 | 0 | 0 | 0 | 0
Option 2C |  | $ | 0 | 0 | 0 | 0 | 0 | 0 | 0 | 0 | 0 | 0 | 0 | 0 | 0 | 0 | 0 | 0 | 0 | 0 | 0 | 0 | 0 | 0 | 0 | 0 | 0 | 0
Option 3B |  | $ | 0 | 0 | 0 | 0 | 0 | 0 | 0 | 0 | 0 | 0 | 0 | 0 | 0 | 0 | 0 | 0 | 0 | 0 | 0 | 0 | 0 | 0 | 0 | 0 | 0 | 0
Option 3C |  | $ | 0 | 0 | 0 | 0 | 0 | 0 | 0 | 0 | 0 | 0 | 0 | 0 | 0 | 0 | 0 | 0 | 0 | 0 | 0 | 0 | 0 | 0 | 0 | 0 | 0 | 0

## Pos Slow
NPV results
NPV results |  |  |  | 2022 | 2023 | 2024 | 2025 | 2026 | 2027 | 2028 | 2029 | 2030 | 2031 | 2032 | 2033 | 2034 | 2035 | 2036 | 2037 | 2038 | 2039 | 2040 | 2041 | 2042 | 2043 | 2044 | 2045 | 2046
Option |  | Unit | PV | FY2021/22 | FY2022/23 | FY2023/24 | FY2024/25 | FY2025/26 | FY2026/27 | FY2027/28 | FY2028/29 | FY2029/30 | FY2030/31 | FY2031/32 | FY2032/33 | FY2033/34 | FY2034/35 | FY2035/36 | FY2036/37 | FY2037/38 | FY2038/39 | FY2039/40 | FY2040/41 | FY2041/42 | FY2042/43 | FY2043/44 | FY2044/45 | FY2045/46
Option 1A |  | $ | -1011314628.2697 | -3054.5206 | -4750.3598 | -1679.1173 | -843009354.9998 | -843393506.1984 | -840424455.7397 | 80143922.2927 | -5767913.404 | -89296849.3009 | -3190650.5741 | -2591604.2865 | 1332440248.4983 | -33674598.6285 | -31442790.0186 | 35716016.9863 | -24746280.9119 | 62165369.9289 | -31729992.3381 | -135686796.7994 | 15826636.3359 | -62439724.6078 | -114486860.9007 | 10382725.2573 | -60406284.1851 | 1432495267.9084
Option 1B |  | $ | -1388552972.5217 | 26380.6994 | 40478.2195 | 15663.8971 | -1103667533.2557 | -1104128121.4036 | -1099330379.2945 | 82187941.9602 | -4534348.1529 | 753340.9409 | -5794329.7221 | -45370157.2338 | 1332858319.5856 | -36782747.904 | -36139263.001 | 150713654.1358 | -27437532.3427 | 92496954.8351 | -29331436.9902 | -127214232.0607 | 20336214.5929 | -62561392.3496 | -5640868.6293 | -90852994.926 | -109910205.4941 | 1958789197.8605
Option 1C |  | $ | -1206172936.8008 | 30768.4815 | 47195.8493 | 18267.5651 | -1022071398.8476 | -1022576537.1264 | -1012710767.1399 | 87270540.601 | 84769.4602 | 20418923.8711 | -2226688.6757 | -49678955.2806 | 1337960894.8698 | -33100313.2161 | -32790220.444 | 147413856.195 | -27248543.5922 | 92301807.7264 | -28278750.207 | -127272787.7107 | 20167606.5852 | -58088023.572 | -5185094.4466 | -89939319.2067 | -109971468.0459 | 1835770246.5021
Option 2B |  | $ | -2015479638.6151 | -22321.3282 | -33357.76 | -11071.7484 | -1434149079.1862 | -1434618104.9331 | -1432321249.8877 | 78875127.6005 | -7921775.9797 | -24829480.9484 | -10071805.4124 | 31574081.2301 | 1326054113.2592 | -41395805.8184 | -40491575.6713 | 95916428.7882 | -28574817.6617 | 131049007.1748 | -28778634.4067 | -131374766.1381 | 20870750.4376 | -89140496.5079 | 9886089.1595 | -94784397.1901 | -119918646.3992 | 2487416704.1132
Option 2C |  | $ | -1412623348.2145 | 18227.4795 | 28144.9486 | 10384.3171 | -1133131397.6057 | -1133702731.6216 | -1124692955.9573 | 85510140.8503 | -2274669.9879 | 12441375.4046 | -6040498.5034 | 21183782.098 | 1335034568.9942 | -37321871.084 | -36493866.7179 | 88620021.7347 | -27061207.6032 | 126328526.3965 | -25788748.7353 | -129542184.8459 | 22847260.0239 | -78765133.7324 | 10849959.301 | -95567820.1376 | -116238873.5358 | 1992756782.0353
Option 3B |  | $ | -1659659265.0247 | 5078.1123 | 8094.9059 | 2708.0924 | -1260779652.5878 | -1261254908.9414 | -1257069303.5213 | 80921864.2199 | -5969981.0957 | -25773033.4962 | -8064100.9541 | 34827272.1308 | 1329803160.6027 | -40618296.5459 | -38515329.3756 | 139197831.4221 | -25576305.8043 | 116568777.7768 | -28170316.648 | -127943948.6447 | 23822988.7226 | -78304379.6816 | -3007755.6849 | -89029828.0704 | -111759074.925 | 2218687799.4028
Option 3C |  | $ | -1339870681.3034 | -5708.3602 | -8063.8426 | -2822.1524 | -1105732958.2197 | -1106285869.4975 | -1095669081.3046 | 87184841.1624 | -456571.3117 | 17410958.6708 | -4519940.5896 | 21133871.6713 | 1336679944.3419 | -35601674.268 | -35148889.6059 | 130499088.6538 | -27158128.2325 | 108296946.7413 | -27443237.3726 | -128108333.3554 | 23288880.3075 | -69849156.9141 | -4791078.0263 | -92451229.7992 | -110569980.7183 | 1951408638.1174
Slow calculation | bar: 2022 to 2046
Capital calculation |  |  |  | 2022 | 2023 | 2024 | 2025 | 2026 | 2027 | 2028 | 2029 | 2030 | 2031 | 2032 | 2033 | 2034 | 2035 | 2036 | 2037 | 2038 | 2039 | 2040 | 2041 | 2042 | 2043 | 2044 | 2045 | 2046
Option | Component | Unit | PV | FY2021/22 | FY2022/23 | FY2023/24 | FY2024/25 | FY2025/26 | FY2026/27 | FY2027/28 | FY2028/29 | FY2029/30 | FY2030/31 | FY2031/32 | FY2032/33 | FY2033/34 | FY2034/35 | FY2035/36 | FY2036/37 | FY2037/38 | FY2038/39 | FY2039/40 | FY2040/41 | FY2041/42 | FY2042/43 | FY2043/44 | FY2044/45 | FY2045/46
Option 1A | Lines | $ | -549951215.3493 | 0 | 0 | 0 | -301271240.7871 | -301271240.7871 | -301271240.7871 | 0 | 0 | 0 | 0 | 0 | 0 | 0 | 0 | 0 | 0 | 0 | 0 | 0 | 0 | 0 | 0 | 0 | 0 | 542288233.4168
Option 1A | Substation | $ | -356797769.8118 | 0 | 0 | 0 | -188084875.4444 | -188084875.4444 | -188084875.4444 | 0 | 0 | 0 | 0 | 0 | 0 | 0 | 0 | 0 | 0 | 0 | 0 | 0 | 0 | 0 | 0 | 0 | 0 | 282127313.1667
Option 1B | Lines | $ | -869610791.0969 | 0 | 0 | 0 | -476385386.0551 | -476385386.0551 | -476385386.0551 | 0 | 0 | 0 | 0 | 0 | 0 | 0 | 0 | 0 | 0 | 0 | 0 | 0 | 0 | 0 | 0 | 0 | 0 | 857493694.8991
Option 1B | Substation | $ | -353769364.3784 | 0 | 0 | 0 | -186488460.5929 | -186488460.5929 | -186488460.5929 | 0 | 0 | 0 | 0 | 0 | 0 | 0 | 0 | 0 | 0 | 0 | 0 | 0 | 0 | 0 | 0 | 0 | 0 | 279732690.8893
Option 1C | Lines | $ | -872016812.8936 | 0 | 0 | 0 | -477703439.642 | -477703439.642 | -477703439.642 | 0 | 0 | 0 | 0 | 0 | 0 | 0 | 0 | 0 | 0 | 0 | 0 | 0 | 0 | 0 | 0 | 0 | 0 | 859866191.3556
Option 1C | Substation | $ | -185780822.7664 | 0 | 0 | 0 | -97933804.1502 | -97933804.1502 | -97933804.1502 | 0 | 0 | 0 | 0 | 0 | 0 | 0 | 0 | 0 | 0 | 0 | 0 | 0 | 0 | 0 | 0 | 0 | 0 | 146900706.2254
Option 2B | Lines | $ | -1235574368.8398 | 0 | 0 | 0 | -676865534.2432 | -676865534.2432 | -676865534.2432 | 0 | 0 | 0 | 0 | 0 | 0 | 0 | 0 | 0 | 0 | 0 | 0 | 0 | 0 | 0 | 0 | 0 | 0 | 1218357961.6378
Option 2B | Substation | $ | -708123265.86 | 0 | 0 | 0 | -373285058.1685 | -373285058.1685 | -373285058.1685 | 0 | 0 | 0 | 0 | 0 | 0 | 0 | 0 | 0 | 0 | 0 | 0 | 0 | 0 | 0 | 0 | 0 | 0 | 559927587.2527
Option 2C | Lines | $ | -1194433264.5522 | 0 | 0 | 0 | -654327841.4622 | -654327841.4622 | -654327841.4622 | 0 | 0 | 0 | 0 | 0 | 0 | 0 | 0 | 0 | 0 | 0 | 0 | 0 | 0 | 0 | 0 | 0 | 0 | 1177790114.632
Option 2C | Substation | $ | -392545425.4094 | 0 | 0 | 0 | -206929144.9982 | -206929144.9982 | -206929144.9982 | 0 | 0 | 0 | 0 | 0 | 0 | 0 | 0 | 0 | 0 | 0 | 0 | 0 | 0 | 0 | 0 | 0 | 0 | 310393717.4972
Option 3B | Lines | $ | -1109003470.8201 | 0 | 0 | 0 | -607528163.1644 | -607528163.1644 | -607528163.1644 | 0 | 0 | 0 | 0 | 0 | 0 | 0 | 0 | 0 | 0 | 0 | 0 | 0 | 0 | 0 | 0 | 0 | 0 | 1093550693.696
Option 3B | Substation | $ | -466957551.4011 | 0 | 0 | 0 | -246155274.2873 | -246155274.2873 | -246155274.2873 | 0 | 0 | 0 | 0 | 0 | 0 | 0 | 0 | 0 | 0 | 0 | 0 | 0 | 0 | 0 | 0 | 0 | 0 | 369232911.4309
Option 3C | Lines | $ | -1109820974.3147 | 0 | 0 | 0 | -607976003.4187 | -607976003.4187 | -607976003.4187 | 0 | 0 | 0 | 0 | 0 | 0 | 0 | 0 | 0 | 0 | 0 | 0 | 0 | 0 | 0 | 0 | 0 | 0 | 1094356806.1537
Option 3C | Substation | $ | -351583210.7222 | 0 | 0 | 0 | -185336036.2424 | -185336036.2424 | -185336036.2424 | 0 | 0 | 0 | 0 | 0 | 0 | 0 | 0 | 0 | 0 | 0 | 0 | 0 | 0 | 0 | 0 | 0 | 0 | 278004054.3636
Option 1A | BioCosts - Lines | $ | -640768286.3518 | 0 | 0 | 0 | -351022147.5984 | -351022147.5984 | -351022147.5984 | 0 | 0 | 0 | 0 | 0 | 0 | 0 | 0 | 0 | 0 | 0 | 0 | 0 | 0 | 0 | 0 | 0 | 0 | 631839865.677
Option 1A | BioCosts - Substation | $ | -4982452.4353 | 0 | 0 | 0 | -2626484.8746 | -2626484.8746 | -2626484.8746 | 0 | 0 | 0 | 0 | 0 | 0 | 0 | 0 | 0 | 0 | 0 | 0 | 0 | 0 | 0 | 0 | 0 | 0 | 3939727.3119
Option 1B | BioCosts - Lines | $ | -799895309.1395 | 0 | 0 | 0 | -438194235.3399 | -438194235.3399 | -438194235.3399 | 0 | 0 | 0 | 0 | 0 | 0 | 0 | 0 | 0 | 0 | 0 | 0 | 0 | 0 | 0 | 0 | 0 | 0 | 788749623.6119
Option 1B | BioCosts - Substation | $ | -4979412.1162 | 0 | 0 | 0 | -2624882.1795 | -2624882.1795 | -2624882.1795 | 0 | 0 | 0 | 0 | 0 | 0 | 0 | 0 | 0 | 0 | 0 | 0 | 0 | 0 | 0 | 0 | 0 | 0 | 3937323.2693
Option 1C | BioCosts - Lines | $ | -799922847.0367 | 0 | 0 | 0 | -438209320.9988 | -438209320.9988 | -438209320.9988 | 0 | 0 | 0 | 0 | 0 | 0 | 0 | 0 | 0 | 0 | 0 | 0 | 0 | 0 | 0 | 0 | 0 | 0 | 788776777.7979
Option 1C | BioCosts - Substation | $ | -15658579.9267 | 0 | 0 | 0 | -8254373.4976 | -8254373.4976 | -8254373.4976 | 0 | 0 | 0 | 0 | 0 | 0 | 0 | 0 | 0 | 0 | 0 | 0 | 0 | 0 | 0 | 0 | 0 | 0 | 12381560.2465
Option 2B | BioCosts - Lines | $ | -697831129.7189 | 0 | 0 | 0 | -382281999.6438 | -382281999.6438 | -382281999.6438 | 0 | 0 | 0 | 0 | 0 | 0 | 0 | 0 | 0 | 0 | 0 | 0 | 0 | 0 | 0 | 0 | 0 | 0 | 688107599.3589
Option 2B | BioCosts - Substation | $ | -3208116.7127 | 0 | 0 | 0 | -1691149.114 | -1691149.114 | -1691149.114 | 0 | 0 | 0 | 0 | 0 | 0 | 0 | 0 | 0 | 0 | 0 | 0 | 0 | 0 | 0 | 0 | 0 | 0 | 2536723.6711
Option 2C | BioCosts - Lines | $ | -486157373.1216 | 0 | 0 | 0 | -266324050.0798 | -266324050.0798 | -266324050.0798 | 0 | 0 | 0 | 0 | 0 | 0 | 0 | 0 | 0 | 0 | 0 | 0 | 0 | 0 | 0 | 0 | 0 | 0 | 479383290.1437
Option 2C | BioCosts - Substation | $ | -10559313.3781 | 0 | 0 | 0 | -5566310.4132 | -5566310.4132 | -5566310.4132 | 0 | 0 | 0 | 0 | 0 | 0 | 0 | 0 | 0 | 0 | 0 | 0 | 0 | 0 | 0 | 0 | 0 | 0 | 8349465.6198
Option 3B | BioCosts - Lines | $ | -737652465.6693 | 0 | 0 | 0 | -404096704.2154 | -404096704.2154 | -404096704.2154 | 0 | 0 | 0 | 0 | 0 | 0 | 0 | 0 | 0 | 0 | 0 | 0 | 0 | 0 | 0 | 0 | 0 | 0 | 727374067.5876
Option 3B | BioCosts - Substation | $ | -5696445.2085 | 0 | 0 | 0 | -3002864.026 | -3002864.026 | -3002864.026 | 0 | 0 | 0 | 0 | 0 | 0 | 0 | 0 | 0 | 0 | 0 | 0 | 0 | 0 | 0 | 0 | 0 | 0 | 4504296.039
Option 3C | BioCosts - Lines | $ | -552339005.116 | 0 | 0 | 0 | -302579306.604 | -302579306.604 | -302579306.604 | 0 | 0 | 0 | 0 | 0 | 0 | 0 | 0 | 0 | 0 | 0 | 0 | 0 | 0 | 0 | 0 | 0 | 0 | 544642751.8872
Option 3C | BioCosts - Substation | $ | -18653154.7532 | 0 | 0 | 0 | -9832954.6461 | -9832954.6461 | -9832954.6461 | 0 | 0 | 0 | 0 | 0 | 0 | 0 | 0 | 0 | 0 | 0 | 0 | 0 | 0 | 0 | 0 | 0 | 0 | 14749431.9692
Capital cost summary |  |  |  | 2022 | 2023 | 2024 | 2025 | 2026 | 2027 | 2028 | 2029 | 2030 | 2031 | 2032 | 2033 | 2034 | 2035 | 2036 | 2037 | 2038 | 2039 | 2040 | 2041 | 2042 | 2043 | 2044 | 2045 | 2046
Option |  | Unit | PV | FY2021/22 | FY2022/23 | FY2023/24 | FY2024/25 | FY2025/26 | FY2026/27 | FY2027/28 | FY2028/29 | FY2029/30 | FY2030/31 | FY2031/32 | FY2032/33 | FY2033/34 | FY2034/35 | FY2035/36 | FY2036/37 | FY2037/38 | FY2038/39 | FY2039/40 | FY2040/41 | FY2041/42 | FY2042/43 | FY2043/44 | FY2044/45 | FY2045/46
Option 1A |  | $ | -1552499723.9482 | 0 | 0 | 0 | -843004748.7045 | -843004748.7045 | -843004748.7045 | 0 | 0 | 0 | 0 | 0 | 0 | 0 | 0 | 0 | 0 | 0 | 0 | 0 | 0 | 0 | 0 | 0 | 0 | 1460195139.5724
Option 1B |  | $ | -2028254876.731 | 0 | 0 | 0 | -1103692964.1674 | -1103692964.1674 | -1103692964.1674 | 0 | 0 | 0 | 0 | 0 | 0 | 0 | 0 | 0 | 0 | 0 | 0 | 0 | 0 | 0 | 0 | 0 | 0 | 1929913332.6695
Option 1C |  | $ | -1873379062.6233 | 0 | 0 | 0 | -1022100938.2887 | -1022100938.2887 | -1022100938.2887 | 0 | 0 | 0 | 0 | 0 | 0 | 0 | 0 | 0 | 0 | 0 | 0 | 0 | 0 | 0 | 0 | 0 | 0 | 1807925235.6254
Option 2B |  | $ | -2644736881.1313 | 0 | 0 | 0 | -1434123741.1696 | -1434123741.1696 | -1434123741.1696 | 0 | 0 | 0 | 0 | 0 | 0 | 0 | 0 | 0 | 0 | 0 | 0 | 0 | 0 | 0 | 0 | 0 | 0 | 2468929871.9205
Option 2C |  | $ | -2083695376.4613 | 0 | 0 | 0 | -1133147346.9534 | -1133147346.9534 | -1133147346.9534 | 0 | 0 | 0 | 0 | 0 | 0 | 0 | 0 | 0 | 0 | 0 | 0 | 0 | 0 | 0 | 0 | 0 | 0 | 1975916587.8928
Option 3B |  | $ | -2319309933.099 | 0 | 0 | 0 | -1260783005.693 | -1260783005.693 | -1260783005.693 | 0 | 0 | 0 | 0 | 0 | 0 | 0 | 0 | 0 | 0 | 0 | 0 | 0 | 0 | 0 | 0 | 0 | 0 | 2194661968.7535
Option 3C |  | $ | -2032396344.906 | 0 | 0 | 0 | -1105724300.9112 | -1105724300.9112 | -1105724300.9112 | 0 | 0 | 0 | 0 | 0 | 0 | 0 | 0 | 0 | 0 | 0 | 0 | 0 | 0 | 0 | 0 | 0 | 0 | 1931753044.3737
Operating and maintenance costs |  |  |  | 2022 | 2023 | 2024 | 2025 | 2026 | 2027 | 2028 | 2029 | 2030 | 2031 | 2032 | 2033 | 2034 | 2035 | 2036 | 2037 | 2038 | 2039 | 2040 | 2041 | 2042 | 2043 | 2044 | 2045 | 2046
Option |  | Unit | PV | FY2021/22 | FY2022/23 | FY2023/24 | FY2024/25 | FY2025/26 | FY2026/27 | FY2027/28 | FY2028/29 | FY2029/30 | FY2030/31 | FY2031/32 | FY2032/33 | FY2033/34 | FY2034/35 | FY2035/36 | FY2036/37 | FY2037/38 | FY2038/39 | FY2039/40 | FY2040/41 | FY2041/42 | FY2042/43 | FY2043/44 | FY2044/45 | FY2045/46
Option 1A |  | $ | -63727991.2575 | 0 | 0 | 0 | 0 | 0 | -7340341.7435 | -7340341.7435 | -7340341.7435 | -7340341.7435 | -7340341.7435 | -7340341.7435 | -7340341.7435 | -7340341.7435 | -7340341.7435 | -7340341.7435 | -7340341.7435 | -7340341.7435 | -7340341.7435 | -7340341.7435 | -7340341.7435 | -7340341.7435 | -7340341.7435 | -7340341.7435 | -7340341.7435 | -7340341.7435
Option 1B |  | $ | -86324901.8512 | 0 | 0 | 0 | 0 | 0 | -9943107.6997 | -9943107.6997 | -9943107.6997 | -9943107.6997 | -9943107.6997 | -9943107.6997 | -9943107.6997 | -9943107.6997 | -9943107.6997 | -9943107.6997 | -9943107.6997 | -9943107.6997 | -9943107.6997 | -9943107.6997 | -9943107.6997 | -9943107.6997 | -9943107.6997 | -9943107.6997 | -9943107.6997 | -9943107.6997
Option 1C |  | $ | -74964231.616 | 0 | 0 | 0 | 0 | 0 | -8634558.6569 | -8634558.6569 | -8634558.6569 | -8634558.6569 | -8634558.6569 | -8634558.6569 | -8634558.6569 | -8634558.6569 | -8634558.6569 | -8634558.6569 | -8634558.6569 | -8634558.6569 | -8634558.6569 | -8634558.6569 | -8634558.6569 | -8634558.6569 | -8634558.6569 | -8634558.6569 | -8634558.6569 | -8634558.6569
Option 2B |  | $ | -136759275.2035 | 0 | 0 | 0 | 0 | 0 | -15752258.8862 | -15752258.8862 | -15752258.8862 | -15752258.8862 | -15752258.8862 | -15752258.8862 | -15752258.8862 | -15752258.8862 | -15752258.8862 | -15752258.8862 | -15752258.8862 | -15752258.8862 | -15752258.8862 | -15752258.8862 | -15752258.8862 | -15752258.8862 | -15752258.8862 | -15752258.8862 | -15752258.8862 | -15752258.8862
Option 2C |  | $ | -112159991.2273 | 0 | 0 | 0 | 0 | 0 | -12918854.7969 | -12918854.7969 | -12918854.7969 | -12918854.7969 | -12918854.7969 | -12918854.7969 | -12918854.7969 | -12918854.7969 | -12918854.7969 | -12918854.7969 | -12918854.7969 | -12918854.7969 | -12918854.7969 | -12918854.7969 | -12918854.7969 | -12918854.7969 | -12918854.7969 | -12918854.7969 | -12918854.7969 | -12918854.7969
Option 3B |  | $ | -111173701.1842 | 0 | 0 | 0 | 0 | 0 | -12805251.5618 | -12805251.5618 | -12805251.5618 | -12805251.5618 | -12805251.5618 | -12805251.5618 | -12805251.5618 | -12805251.5618 | -12805251.5618 | -12805251.5618 | -12805251.5618 | -12805251.5618 | -12805251.5618 | -12805251.5618 | -12805251.5618 | -12805251.5618 | -12805251.5618 | -12805251.5618 | -12805251.5618 | -12805251.5618
Option 3C |  | $ | -103311639.6241 | 0 | 0 | 0 | 0 | 0 | -11899680.5949 | -11899680.5949 | -11899680.5949 | -11899680.5949 | -11899680.5949 | -11899680.5949 | -11899680.5949 | -11899680.5949 | -11899680.5949 | -11899680.5949 | -11899680.5949 | -11899680.5949 | -11899680.5949 | -11899680.5949 | -11899680.5949 | -11899680.5949 | -11899680.5949 | -11899680.5949 | -11899680.5949 | -11899680.5949
Avoided involuntary load shedding |  |  |  | 2022 | 2023 | 2024 | 2025 | 2026 | 2027 | 2028 | 2029 | 2030 | 2031 | 2032 | 2033 | 2034 | 2035 | 2036 | 2037 | 2038 | 2039 | 2040 | 2041 | 2042 | 2043 | 2044 | 2045 | 2046
Option name |  | Unit | PV | FY2021/22 | FY2022/23 | FY2023/24 | FY2024/25 | FY2025/26 | FY2026/27 | FY2027/28 | FY2028/29 | FY2029/30 | FY2030/31 | FY2031/32 | FY2032/33 | FY2033/34 | FY2034/35 | FY2035/36 | FY2036/37 | FY2037/38 | FY2038/39 | FY2039/40 | FY2040/41 | FY2041/42 | FY2042/43 | FY2043/44 | FY2044/45 | FY2045/46
Option 1A |  | $ | 76053172.7604 | -24.287 | -25.6621 | -17.1246 | -28.7748 | -71.7895 | -32.1949 | -34.1935 | -35.9855 | -38.0836 | -40.2568 | -42.8636 | 14724111.0452 | -47.7585 | -50.6968 | 62732283.466 | 5172815.4718 | 13364043.1382 | -480222.3678 | 31503552.0718 | 7059340.7902 | -2826859.0184 | 71018157.0871 | -5629986.1336 | 5973175.2859 | 12761234.9947
Option 1B |  | $ | 108131740.6822 | 197.1763 | 208.6989 | 98.7477 | 233.9794 | -20.4555 | 261.8605 | 278.0865 | 292.6855 | 309.8815 | 327.6932 | 349.0462 | 15111090.8994 | 388.9867 | 412.9858 | 101909353.8931 | 6226974.9237 | 22641610.254 | 4955182.4524 | 42435089.0107 | 7461291.9046 | -1622660.4775 | 79918794.0967 | 4798719.4916 | 5974017.3489 | 12604115.5616
Option 1C |  | $ | 108360224.5265 | 230.0559 | 243.5298 | 117.4195 | 273.0294 | -21.1357 | 305.575 | 324.5145 | 341.5533 | 361.6297 | 382.4252 | 407.3526 | 15111152.1843 | 453.9721 | 481.9862 | 101903837.6181 | 6245411.6537 | 23316840.7277 | 5616830.5002 | 42395124.6557 | 7461391.1442 | -1736249.4652 | 79754453.4504 | 4153692.3015 | 5974138.3945 | 12600246.4342
Option 2B |  | $ | 105380235.776 | -179.7937 | -190.3784 | -115.7742 | -213.4491 | -170.4362 | -238.9186 | -253.7481 | -267.0745 | -282.7796 | -299.0512 | -318.5332 | 14809957.2481 | -354.9869 | -376.8886 | 102336296.3381 | 6053942.917 | 18750490.6392 | 5910425.1124 | 42272195.3535 | 7460168.6551 | -1728270.8533 | 75841584.9072 | 3488898.1185 | 5972590.9257 | 12660059.1742
Option 2C |  | $ | 106970552.4527 | 139.3291 | 147.4267 | 75.9193 | 165.2833 | -15.3411 | 184.9592 | 196.4112 | 206.719 | 218.8495 | 231.4173 | 246.4819 | 15110983.1062 | 274.6714 | 291.6073 | 102324585.9211 | 6018581.4454 | 21559299.049 | 7277551.3161 | 42273450.9319 | 7461122.0177 | -2101366.4459 | 75464142.1123 | 3954237.851 | 5973800.01 | 12663165.2892
Option 3B |  | $ | 104825503.2738 | 40.3748 | 42.6605 | 24.8753 | 47.8256 | -34.8162 | 53.4947 | 56.7937 | 59.7698 | 63.2589 | 66.8746 | 71.2123 | 15110798.8846 | 79.3326 | 84.2186 | 102066854.5579 | 5987883.9787 | 19024657.785 | 3264047.2819 | 42244970.7725 | 7460823.7207 | -1885971.4581 | 75883517.5817 | 4661898.6581 | 5973430.682 | 12668034.7522
Option 3C |  | $ | 106106308.0024 | -49.3204 | -52.1799 | -36.3222 | -58.4961 | -105.8101 | -65.4639 | -69.5235 | -73.1682 | -77.4502 | -81.8881 | -87.2036 | 15110632.4198 | -97.16 | -103.14 | 102049032.1456 | 6019269.7017 | 21835259.1361 | 4791298.9386 | 42212075.4438 | 7460554.834 | -2174882.3867 | 75345931.6657 | 4377574.5711 | 5973091.3109 | 12661146.724
Avoided unrelated TNSP expenditure |  |  |  | 2022 | 2023 | 2024 | 2025 | 2026 | 2027 | 2028 | 2029 | 2030 | 2031 | 2032 | 2033 | 2034 | 2035 | 2036 | 2037 | 2038 | 2039 | 2040 | 2041 | 2042 | 2043 | 2044 | 2045 | 2046
Option name |  | Unit | PV | FY2021/22 | FY2022/23 | FY2023/24 | FY2024/25 | FY2025/26 | FY2026/27 | FY2027/28 | FY2028/29 | FY2029/30 | FY2030/31 | FY2031/32 | FY2032/33 | FY2033/34 | FY2034/35 | FY2035/36 | FY2036/37 | FY2037/38 | FY2038/39 | FY2039/40 | FY2040/41 | FY2041/42 | FY2042/43 | FY2043/44 | FY2044/45 | FY2045/46
Option 1A |  | $ | -3022.631 | -78.7388 | -202.284 | -23.6674 | -23.3826 | 1.503 | -37.7563 | -8.9395 | -19.0276 | -35.82 | -36.6093 | 3595.9766 | -22.1457 | -50.8644 | -9.9835 | -41.4265 | 129.6518 | -113.656 | 56.4613 | -68.3006 | -78.4661 | -50.0598 | -0.83535 | -178.5826 | -33927.6233 | 17407.4725
Option 1B |  | $ | -20511783.3757 | 474.7544 | 1706.2993 | 207.3402 | 165.5814 | 227.8532 | 83.5993 | 147.6733 | 125.2733 | 202.9928 | 473.4868 | -35585118.9355 | 121.299 | 51.681 | 193.5814 | 154.5428 | 382.8043 | 429.21 | 200.8732 | 73.5524 | 85.1553 | 216.57 | 122.1632 | 254.27 | -9578268.4527 | 3544404.815
Option 1C |  | $ | -24027935.0467 | 551.5154 | 1991.5234 | 243.1945 | 192.3137 | 261.1269 | 94.6147 | 186.7768 | 144.9807 | 232.7982 | 555.5005 | -42132317.9042 | 143.8221 | 66.0944 | 239.4766 | 174.437 | 427.453 | 485.0528 | 251.2222 | 82.9772 | 132.2897 | 260.283 | 137.4228 | 326.9422 | -9518596.5762 | 3347716.8511
Option 2B |  | $ | 71894629.3358 | -450.5408 | -1273.4809 | -82.059 | -146.3311 | -46.1203 | -139.258 | -91.8247 | -124.792 | -129.2126 | -126.9573 | 138856618.9418 | -184.4378 | -64.8841 | -231.3789 | -221.2098 | -45.0864 | -294.0168 | -261.6951 | -234.1291 | -341.998 | -314.1934 | -183.2592 | -499.257 | -9980215.2315 | 2128792.7622
Option 2C |  | $ | 65086662.5713 | 338.2679 | 1324.8895 | 177.1082 | 144.332 | 190.597 | 58.4035 | 137.3386 | 119.9208 | 182.5422 | 454.5934 | 125993812.6919 | 72.4794 | 40.156 | 155.5413 | 89.1824 | 349.1998 | 324.8698 | 155.6658 | 39.6966 | 40.7262 | 138.8866 | 109.4225 | 138.1886 | -9719686.0901 | 1988863.9701
Option 3B |  | $ | 71370996.5654 | 100.4139 | 524.331 | 97.9173 | 71.8618 | 107.4629 | 10.3942 | 91.9584 | 62.5279 | 95.2824 | 280.7752 | 137838221.2029 | 21.6277 | 19.2864 | 41.1748 | -1.4833 | 245.1513 | 156.7886 | 26.1873 | -11.6584 | -85.4367 | 0.91154 | 53.1386 | -55.7155 | -9810257.6183 | 2007435.3651
Option 3C |  | $ | 64236670.963 | -111.7655 | -241.8168 | -23.7105 | 9.4787 | 59.0876 | -88.7694 | 8.315 | 4.9753 | 47.1593 | 98.571 | 124518185.1584 | -39.093 | -91.4945 | -55.4852 | -77.0517 | 94.7605 | 24.8417 | -162.7627 | -80.9523 | -212.7041 | -128.1375 | -81.2731 | -264.7858 | -9569898.153 | 1575294.2697
Avoided fuel consumption from generation dispatch |  |  |  | 2022 | 2023 | 2024 | 2025 | 2026 | 2027 | 2028 | 2029 | 2030 | 2031 | 2032 | 2033 | 2034 | 2035 | 2036 | 2037 | 2038 | 2039 | 2040 | 2041 | 2042 | 2043 | 2044 | 2045 | 2046
Option name |  | Unit | PV | FY2021/22 | FY2022/23 | FY2023/24 | FY2024/25 | FY2025/26 | FY2026/27 | FY2027/28 | FY2028/29 | FY2029/30 | FY2030/31 | FY2031/32 | FY2032/33 | FY2033/34 | FY2034/35 | FY2035/36 | FY2036/37 | FY2037/38 | FY2038/39 | FY2039/40 | FY2040/41 | FY2041/42 | FY2042/43 | FY2043/44 | FY2044/45 | FY2045/46
Option 1A |  | $ | 7142592.0367 | -570.2588 | -644.1182 | -649.2978 | -2336.634 | -447671.0475 | 13520787.9655 | 15196559.7597 | 6155092.8962 | 7088093.0371 | 11686896.3021 | 9424459.4215 | -5379432.9196 | -6966425.8735 | -4410262.4929 | -1464230.9713 | -2486628.0526 | -6623029.6196 | -8063858.0143 | -6046697.4358 | -4598326.9494 | -1844852.0583 | -3258503.1364 | -4163962.346 | -35560763.2417 | -8215491.4481
Option 1B |  | $ | 15305152.0884 | 5470.4462 | 5613.6197 | 6206.9493 | 4640.1486 | -509091.6868 | 17920050.0307 | 19687234.4847 | 9883895.7664 | 6066313.8632 | 11546243.8381 | 11625764.4628 | -6264727.5067 | -7886894.8262 | -6965494.7569 | 6914600.7837 | 2439059.3201 | -5682197.7008 | -8349728.919 | -8669400.4275 | -7181726.3446 | -3120588.3523 | -10958715.8122 | -21934512.0656 | -24547939.6409 | -1003809.4952
Option 1C |  | $ | 26571017.009 | 6378.7272 | 6544.2802 | 7369.5608 | 5333.1236 | -556773.639 | 22325085.103 | 23926660.948 | 13500092.2869 | 7215052.5826 | 14119667.9401 | 13539397.5456 | -4259720.5687 | -5734135.3783 | -5091594.957 | 5655830.1234 | 1558143.1716 | -6676788.5336 | -9096953.8428 | -9360059.5084 | -7669393.908 | -3912937.4497 | -11641887.6144 | -22859249.7617 | -25018093.2991 | -2101531.4933
Option 2B |  | $ | 45605982.8465 | -3960.2871 | -4009.3887 | -4318.7735 | -7034.286 | -564975.0169 | 24727531.4312 | 24509363.8101 | 14494216.7228 | 9353284.2143 | 14123544.446 | 11675758.1615 | -3877680.0259 | -6043023.0237 | -4972097.7773 | 8831250.7736 | 4452913.664 | -511954.5111 | -3004427.9875 | -5119784.9785 | -4165975.8575 | 2215660.3611 | -7813839.5069 | -16275896.0828 | -19317792.4214 | -804316.8081
Option 2C |  | $ | 50591301.1059 | 3600.7809 | 3648.2755 | 3946.6883 | 1202.5838 | -645881.9046 | 28135065.7277 | 28096843.5827 | 17005314.9838 | 9849556.1195 | 15206191.4455 | 13426145.8713 | -2307504.971 | -5144193.1564 | -4040012.4117 | 6760217.5377 | 2902996.4697 | -2182565.3829 | -4135969.159 | -6238927.9282 | -5001615.9796 | 924715.2889 | -8944051.2137 | -17128059.4026 | -20737947.9073 | -2448212.8015
Option 3B |  | $ | 43267092.8833 | 926.6711 | 850.5536 | 985.185 | -929.868 | -546491.2146 | 23660982.4029 | 23868145.303 | 13545054.6454 | 8136774.9201 | 13097185.5712 | 12232968.5241 | -3865288.2521 | -6857435.0376 | -5956746.3546 | 9306503.6176 | 4558084.0998 | 17743.8863 | -2523537.9128 | -4849689.6652 | -4033563.7974 | 1864960.1142 | -7514052.9086 | -15650443.3127 | -19771390.372 | 1142120.1958
Option 3C |  | $ | 52580374.1078 | -905.9431 | -900.3084 | -934.644 | -4100.7659 | -647569.4976 | 28589632.4548 | 28701368.0934 | 17703197.4609 | 9822916.0767 | 15697363.1073 | 14155764.3623 | -1889461.2531 | -4609331.4664 | -3919624.1201 | 6814339.966 | 2528788.0791 | -2189622.6273 | -4154581.4593 | -6429134.1121 | -5276198.0927 | 81674.7937 | -9065815.3538 | -16816188.2319 | -21439632.9047 | -1022920.3713
Avoided voluntary load curtailment |  |  |  | 2022 | 2023 | 2024 | 2025 | 2026 | 2027 | 2028 | 2029 | 2030 | 2031 | 2032 | 2033 | 2034 | 2035 | 2036 | 2037 | 2038 | 2039 | 2040 | 2041 | 2042 | 2043 | 2044 | 2045 | 2046
Option name |  | Unit | PV | FY2021/22 | FY2022/23 | FY2023/24 | FY2024/25 | FY2025/26 | FY2026/27 | FY2027/28 | FY2028/29 | FY2029/30 | FY2030/31 | FY2031/32 | FY2032/33 | FY2033/34 | FY2034/35 | FY2035/36 | FY2036/37 | FY2037/38 | FY2038/39 | FY2039/40 | FY2040/41 | FY2041/42 | FY2042/43 | FY2043/44 | FY2044/45 | FY2045/46
Option 1A |  | $ | 5212468.5575 | -92.8434 | -97.4548 | -100.7388 | -109.0172 | -199.7998 | 250746.9367 | -128.6021 | -136.4864 | -143.5826 | -151.7246 | -159.0908 | 8605849.0159 | -107.802 | 15564.0268 | -2796110.9191 | 4030435.6635 | -7340692.2115 | 2558406.6391 | 7899243.1768 | 6718086.5608 | -6971313.4595 | 2686784.1779 | 491142.7402 | -6464267.2132 | 728327.2403
Option 1B |  | $ | 13202591.1073 | 871.0402 | 916.5539 | 942.7965 | 1027.6914 | 15.6965 | 251870.4182 | 1210.981 | 1286.447 | 1356.9557 | 1432.0384 | 1511.7449 | 11451520.0236 | 1651.961 | 17549.4504 | -923449.261 | 7816280.0249 | -2148031.1213 | 4231126.7795 | 10993415.9648 | 7546379.3104 | -6448441.0379 | 4382068.5205 | -699195.3618 | -6505393.5658 | 1043618.4154
Option 1C |  | $ | 13702765.7904 | 1015.415 | 1068.4494 | 1099.1245 | 1197.9725 | 18.3806 | 252041.3881 | 1411.6431 | 1499.6115 | 1581.7539 | 1669.3091 | 1762.131 | 12947325.9108 | 1911.2043 | 17846.9612 | -949493.6485 | 7786627.369 | -2512958.9867 | 4132415.7345 | 11057783.3549 | 7519027.5098 | -6448106.8242 | 4365655.9829 | -698686.412 | -6512429.3629 | 774225.2817
Option 2B |  | $ | 11477458.8623 | -686.5386 | -720.2648 | -743.614 | -804.489 | -1868.1346 | 250022.2897 | -943.3719 | -998.8931 | -1051.6321 | -1108.6027 | -1166.0776 | 9186857.642 | -1156.5592 | 11402.7406 | -805814.5342 | 8797471.0347 | -2693574.0964 | 4303622.0376 | 10244237.9786 | 7366740.3847 | -6337465.9848 | 4265873.4033 | -704580.0435 | -6500546.994 | -1135669.6028
Option 2C |  | $ | 13183304.8451 | 593.0277 | 623.5973 | 641.4401 | 698.4441 | -270.479 | 251545.5039 | 821.1725 | 871.8562 | 919.1792 | 969.3591 | 1022.7903 | 12946541.2258 | 1138.8209 | 16966.2663 | -847643.3997 | 8765034.9943 | -3285173.1707 | 4307023.943 | 10451347.0139 | 7373510.5036 | -6375586.699 | 4268319.005 | -692242.3465 | -6495675.4687 | -1191480.3352
Option 3B |  | $ | 11408761.1205 | 160.3325 | 168.406 | 172.7955 | 188.2038 | -489.7477 | 251030.4434 | 219.9431 | 233.2341 | 245.8153 | 258.6283 | 272.9017 | 9569198.6396 | -1349323.9436 | 16075.3884 | -856484.7842 | 8150750.2348 | -1878758.3667 | 4321519.9208 | 10548299.4653 | 7372552.307 | -6248886.7266 | 4270548.498 | -701746.0012 | -6497275.3467 | -295131.6006
Option 3C |  | $ | 13380230.3795 | -164.4741 | -172.0668 | -177.7913 | -191.6914 | -1149.0587 | 250640.2781 | -224.672 | -237.3509 | -249.4701 | -263.131 | -275.4823 | 12945165.4753 | -213.8195 | 15428.3241 | -909569.0693 | 8070669.1887 | -2677683.9701 | 4320296.3405 | 10755217.7303 | 7371781.7397 | -6323477.5166 | 4269628.6709 | -702810.9679 | -6498441.5974 | -511996.9373
Avoided costs for non RIT-T proponent parties |  |  |  | 2022 | 2023 | 2024 | 2025 | 2026 | 2027 | 2028 | 2029 | 2030 | 2031 | 2032 | 2033 | 2034 | 2035 | 2036 | 2037 | 2038 | 2039 | 2040 | 2041 | 2042 | 2043 | 2044 | 2045 | 2046
Option name |  | Unit | PV | FY2021/22 | FY2022/23 | FY2023/24 | FY2024/25 | FY2025/26 | FY2026/27 | FY2027/28 | FY2028/29 | FY2029/30 | FY2030/31 | FY2031/32 | FY2032/33 | FY2033/34 | FY2034/35 | FY2035/36 | FY2036/37 | FY2037/38 | FY2038/39 | FY2039/40 | FY2040/41 | FY2041/42 | FY2042/43 | FY2043/44 | FY2044/45 | FY2045/46
Option 1A |  | $ | 516507876.2122 | -2288.3926 | -3780.8407 | -888.2886 | -2108.4867 | 59183.6399 | -3850830.2428 | 72287876.0115 | -4582473.0573 | -89044383.1083 | -7536976.542 | -4679115.9868 | 1321830085.2459 | -19367624.5867 | -19707689.1288 | -15415541.4193 | -24122691.9029 | 70105504.0212 | -18404033.3128 | -161702484.5682 | 13987956.1439 | -43456308.2684 | -177592956.4506 | 27026051.3227 | -16980159.6493 | -25651008.18
Option 1B |  | $ | 609899105.5582 | 19367.2823 | 32033.0478 | 8208.0633 | 19363.5109 | 73711.3563 | -3866573.3362 | 72442178.4344 | -4476840.6254 | 4628264.9474 | -7399699.0789 | -11469555.8524 | 1322503422.5702 | -18954838.0068 | -19248816.562 | 52756101.877 | -33977121.716 | 87628251.8929 | -20225110.4766 | -162030302.4613 | 22453292.2668 | -41426811.3523 | -69040029.8978 | -63075153.5604 | -65309513.4838 | 22630643.5938
Option 1C |  | $ | 617564285.1593 | 22592.7679 | 37348.0666 | 9438.2658 | 22543.0019 | 80916.4296 | -4552796.875 | 71976515.3754 | -4782750.3155 | 21836253.7635 | -7714405.1938 | -12453645.7486 | 1322796552.1782 | -18734050.4518 | -19082635.254 | 49438066.3219 | -34204594.5827 | 86808788.1231 | -20296735.1642 | -162731160.5332 | 21491008.2063 | -37356431.459 | -69028895.0313 | -61900843.6198 | -66261928.5454 | 21858912.46
Option 2B |  | $ | 531658210.8991 | -17044.1679 | -27164.2472 | -5811.5277 | -17139.4614 | 72695.9445 | -7422425.3762 | 70119311.6213 | -6662343.0567 | -18429042.6522 | -8441556.3609 | -103204552.3761 | 1321687421.7189 | -19598947.4783 | -19778013.4809 | 1307176.3066 | -32126841.3049 | 131256598.0459 | -20235732.9879 | -163018921.4765 | 25962418.1394 | -67537846.9513 | -46655087.4986 | -65540061.0392 | -74340423.7918 | 21390225.5533
Option 2C |  | $ | 547400198.4992 | 13556.0739 | 22400.7594 | 5543.1613 | 13738.7046 | 90592.4596 | -7013608.8013 | 70330997.1424 | -6362328.6708 | 15509353.5111 | -8329490.5217 | -105318590.9405 | 1322203331.9507 | -19260276.7791 | -19552412.9243 | -6698372.7099 | -31829314.9155 | 123155495.8282 | -20318655.7044 | -163109239.7631 | 25933057.5529 | -58294179.9661 | -47019705.2282 | -68783039.6312 | -72340509.2828 | 18746712.8169
Option 3B |  | $ | 539952015.4154 | 3850.3199 | 6508.9549 | 1427.3194 | 3975.0819 | 75005.0673 | -7393123.0017 | 69858601.7836 | -6710139.7111 | -21104961.2111 | -8356641.2416 | -102439010.1485 | 1321793681.2648 | -19606384.6219 | -19769532.2411 | 41486211.0759 | -31468017.7072 | 112210229.2455 | -20427120.5635 | -163082265.9971 | 25828513.4908 | -59229230.961 | -62842570.4328 | -64534230.1372 | -68848330.7081 | 21308623.4985
Option 3C |  | $ | 559533719.774 | -4476.857 | -6697.4707 | -1649.6845 | -4315.8337 | 87196.6924 | -6885218.2981 | 70383439.5443 | -6259782.6339 | 19488002.95 | -8317376.6539 | -105640034.5687 | 1322413327.3878 | -19092259.7328 | -19344854.5898 | 34445043.258 | -31877269.3675 | 103228649.9557 | -20500407.8347 | -162746730.8701 | 25632635.1256 | -49532663.072 | -63441061.1411 | -67409859.7899 | -67135418.7792 | 18853750.6535
Competition benefits - cost savings |  |  |  | 2022 | 2023 | 2024 | 2025 | 2026 | 2027 | 2028 | 2029 | 2030 | 2031 | 2032 | 2033 | 2034 | 2035 | 2036 | 2037 | 2038 | 2039 | 2040 | 2041 | 2042 | 2043 | 2044 | 2045 | 2046
Option name |  | Unit | PV | FY2021/22 | FY2022/23 | FY2023/24 | FY2024/25 | FY2025/26 | FY2026/27 | FY2027/28 | FY2028/29 | FY2029/30 | FY2030/31 | FY2031/32 | FY2032/33 | FY2033/34 | FY2034/35 | FY2035/36 | FY2036/37 | FY2037/38 | FY2038/39 | FY2039/40 | FY2040/41 | FY2041/42 | FY2042/43 | FY2043/44 | FY2044/45 | FY2045/46
Option 1A |  | $ | 0 | 0 | 0 | 0 | 0 | 0 | 0 | 0 | 0 | 0 | 0 | 0 | 0 | 0 | 0 | 0 | 0 | 0 | 0 | 0 | 0 | 0 | 0 | 0 | 0 | 0
Option 1B |  | $ | 0 | 0 | 0 | 0 | 0 | 0 | 0 | 0 | 0 | 0 | 0 | 0 | 0 | 0 | 0 | 0 | 0 | 0 | 0 | 0 | 0 | 0 | 0 | 0 | 0 | 0
Option 1C |  | $ | 0 | 0 | 0 | 0 | 0 | 0 | 0 | 0 | 0 | 0 | 0 | 0 | 0 | 0 | 0 | 0 | 0 | 0 | 0 | 0 | 0 | 0 | 0 | 0 | 0 | 0
Option 2B |  | $ | 0 | 0 | 0 | 0 | 0 | 0 | 0 | 0 | 0 | 0 | 0 | 0 | 0 | 0 | 0 | 0 | 0 | 0 | 0 | 0 | 0 | 0 | 0 | 0 | 0 | 0
Option 2C |  | $ | 0 | 0 | 0 | 0 | 0 | 0 | 0 | 0 | 0 | 0 | 0 | 0 | 0 | 0 | 0 | 0 | 0 | 0 | 0 | 0 | 0 | 0 | 0 | 0 | 0 | 0
Option 3B |  | $ | 0 | 0 | 0 | 0 | 0 | 0 | 0 | 0 | 0 | 0 | 0 | 0 | 0 | 0 | 0 | 0 | 0 | 0 | 0 | 0 | 0 | 0 | 0 | 0 | 0 | 0
Option 3C |  | $ | 0 | 0 | 0 | 0 | 0 | 0 | 0 | 0 | 0 | 0 | 0 | 0 | 0 | 0 | 0 | 0 | 0 | 0 | 0 | 0 | 0 | 0 | 0 | 0 | 0 | 0
Competition benefits - demand response |  |  |  | 2022 | 2023 | 2024 | 2025 | 2026 | 2027 | 2028 | 2029 | 2030 | 2031 | 2032 | 2033 | 2034 | 2035 | 2036 | 2037 | 2038 | 2039 | 2040 | 2041 | 2042 | 2043 | 2044 | 2045 | 2046
Option name |  | Unit | PV | FY2021/22 | FY2022/23 | FY2023/24 | FY2024/25 | FY2025/26 | FY2026/27 | FY2027/28 | FY2028/29 | FY2029/30 | FY2030/31 | FY2031/32 | FY2032/33 | FY2033/34 | FY2034/35 | FY2035/36 | FY2036/37 | FY2037/38 | FY2038/39 | FY2039/40 | FY2040/41 | FY2041/42 | FY2042/43 | FY2043/44 | FY2044/45 | FY2045/46
Option 1A |  | $ | 0 | 0 | 0 | 0 | 0 | 0 | 0 | 0 | 0 | 0 | 0 | 0 | 0 | 0 | 0 | 0 | 0 | 0 | 0 | 0 | 0 | 0 | 0 | 0 | 0 | 0
Option 1B |  | $ | 0 | 0 | 0 | 0 | 0 | 0 | 0 | 0 | 0 | 0 | 0 | 0 | 0 | 0 | 0 | 0 | 0 | 0 | 0 | 0 | 0 | 0 | 0 | 0 | 0 | 0
Option 1C |  | $ | 0 | 0 | 0 | 0 | 0 | 0 | 0 | 0 | 0 | 0 | 0 | 0 | 0 | 0 | 0 | 0 | 0 | 0 | 0 | 0 | 0 | 0 | 0 | 0 | 0 | 0
Option 2B |  | $ | 0 | 0 | 0 | 0 | 0 | 0 | 0 | 0 | 0 | 0 | 0 | 0 | 0 | 0 | 0 | 0 | 0 | 0 | 0 | 0 | 0 | 0 | 0 | 0 | 0 | 0
Option 2C |  | $ | 0 | 0 | 0 | 0 | 0 | 0 | 0 | 0 | 0 | 0 | 0 | 0 | 0 | 0 | 0 | 0 | 0 | 0 | 0 | 0 | 0 | 0 | 0 | 0 | 0 | 0
Option 3B |  | $ | 0 | 0 | 0 | 0 | 0 | 0 | 0 | 0 | 0 | 0 | 0 | 0 | 0 | 0 | 0 | 0 | 0 | 0 | 0 | 0 | 0 | 0 | 0 | 0 | 0 | 0
Option 3C |  | $ | 0 | 0 | 0 | 0 | 0 | 0 | 0 | 0 | 0 | 0 | 0 | 0 | 0 | 0 | 0 | 0 | 0 | 0 | 0 | 0 | 0 | 0 | 0 | 0 | 0 | 0

## Pos Fast
NPV results
NPV results |  |  |  | 2022 | 2023 | 2024 | 2025 | 2026 | 2027 | 2028 | 2029 | 2030 | 2031 | 2032 | 2033 | 2034 | 2035 | 2036 | 2037 | 2038 | 2039 | 2040 | 2041 | 2042 | 2043 | 2044 | 2045 | 2046
Option |  | Unit | PV | FY2021/22 | FY2022/23 | FY2023/24 | FY2024/25 | FY2025/26 | FY2026/27 | FY2027/28 | FY2028/29 | FY2029/30 | FY2030/31 | FY2031/32 | FY2032/33 | FY2033/34 | FY2034/35 | FY2035/36 | FY2036/37 | FY2037/38 | FY2038/39 | FY2039/40 | FY2040/41 | FY2041/42 | FY2042/43 | FY2043/44 | FY2044/45 | FY2045/46
Option 1A |  | $ | -306435807.9258 | -186639.942 | -372839.5658 | 116417871.2182 | -850203560.764 | -1041497268.1984 | -523987251.964 | 182682349.3371 | -571794289.3455 | -396562951.3064 | 1439885103.3254 | 167115008.273 | 313968725.6946 | -53652352.2767 | 111584.7659 | 780709114.6401 | -38877540.6558 | 954953853.2535 | -149252608.453 | 2518797.9963 | -72412251.4137 | -307828134.9982 | -19925599.6001 | -109615811.9279 | 127384588.9812 | 1524264207.2357
Option 1B |  | $ | -330719194.9538 | -199835.1028 | -362819.1319 | 127733285.1289 | -1118082008.9178 | -1307016250.4056 | -808835379.8156 | 137654344.9207 | -592357495.0419 | -305193375.5522 | 1395269778.6809 | 168685535.8759 | 854859108.5787 | -120456571.2188 | 191219423.2575 | 509801273.8433 | 413286773.1721 | 1456390092.452 | -381512008.0005 | 126144744.603 | -202650918.6638 | -426997248.8531 | -117588872.3103 | -67315901.6638 | 194955765.3927 | 2068733596.2138
Option 1C |  | $ | -135762060.5648 | -209597.8757 | -383427.6239 | 124618217.6593 | -1036711304.3405 | -1225398617.5006 | -798487258.429 | 220859496.31 | -650737499.4893 | -315192304.8988 | 1417925411.2676 | 162721135.0186 | 1021303982.9018 | -135618373.7589 | 194390546.7514 | 508956848.191 | 412984974.7025 | 1458089647.2421 | -402904055.1912 | 107483969.9743 | -206672506.0507 | -408409424.2368 | -112654874.5959 | -67632687.4661 | 198244659.5166 | 1948354806.8176
Option 2B |  | $ | -599090161.252 | -69969.7941 | -155042.2268 | 104127145.0562 | -1427082408.3934 | -1578138526.6714 | -1118305127.8394 | 76821836.9172 | -428202869.2497 | -225024016.7226 | 1617775031.8658 | 38747199.87 | 998024068.6701 | -415561940.8004 | 240402804.5764 | 306422098.9145 | 254281652.1475 | 2067942290.4386 | -238336355.914 | 343671825.0241 | -364469304.2851 | -369765247.9011 | 15153623.4317 | -143424709.3842 | 118082411.4528 | 2612725198.5199
Option 2C |  | $ | 9373013.3806 | -75070.7932 | -166811.2423 | 92555661.938 | -1127782301.6629 | -1281006486.013 | -815760168.138 | 207854718.9151 | -542446002.8261 | -301761555.3991 | 1645889051.2472 | 50982535.0026 | 1106774642.7072 | -408484756.5977 | 237725986.7804 | 347017648.5653 | 245000401.0417 | 2071135595.6771 | -255084799.9666 | 341447449.765 | -363249993.6335 | -370512048.7092 | 16411901.0328 | -137514160.9222 | 120945634.1528 | 2122348825.2678
Option 3B |  | $ | -247717042.4284 | -38137.0405 | -80002.8497 | 119279334.4833 | -1252232110.8409 | -1418757145.7725 | -936745366.3483 | 144854779.7367 | -392805030.3217 | -299446020.0757 | 1531030932.9648 | 38533247.8637 | 950675076.2336 | -273692974.8617 | 234797970.2355 | 278904858.87 | 193666948.7617 | 2141918736.2503 | -235487265.0936 | 335891122.1018 | -304553232.4943 | -328007130.203 | -157492226.7059 | -61191465.1888 | 143762163.9176 | 2336149477.366
Option 3C |  | $ | 90648694.844 | -52783.6729 | -119013.921 | 104147002.9056 | -1098919531.8408 | -1278992570.9391 | -772430289.461 | 213772897.4453 | -542589200.149 | -293673295.2178 | 1606441641.4655 | 50701211.1563 | 1118260446.7275 | -323259073.7451 | 238410663.933 | 316848528.0722 | 191327722.8712 | 2134978785.6993 | -260931283.3031 | 326559016.039 | -299300770.7386 | -327271923.5851 | -156062891.9682 | -58618416.5655 | 148787290.9139 | 2072372904.307
Fast calculation | bar: 2022 to 2046
Capital calculation |  |  |  | 2022 | 2023 | 2024 | 2025 | 2026 | 2027 | 2028 | 2029 | 2030 | 2031 | 2032 | 2033 | 2034 | 2035 | 2036 | 2037 | 2038 | 2039 | 2040 | 2041 | 2042 | 2043 | 2044 | 2045 | 2046
Option | Component | Unit | PV | FY2021/22 | FY2022/23 | FY2023/24 | FY2024/25 | FY2025/26 | FY2026/27 | FY2027/28 | FY2028/29 | FY2029/30 | FY2030/31 | FY2031/32 | FY2032/33 | FY2033/34 | FY2034/35 | FY2035/36 | FY2036/37 | FY2037/38 | FY2038/39 | FY2039/40 | FY2040/41 | FY2041/42 | FY2042/43 | FY2043/44 | FY2044/45 | FY2045/46
Option 1A | Lines | $ | -549951215.3493 | 0 | 0 | 0 | -301271240.7871 | -301271240.7871 | -301271240.7871 | 0 | 0 | 0 | 0 | 0 | 0 | 0 | 0 | 0 | 0 | 0 | 0 | 0 | 0 | 0 | 0 | 0 | 0 | 542288233.4168
Option 1A | Substation | $ | -356797769.8118 | 0 | 0 | 0 | -188084875.4444 | -188084875.4444 | -188084875.4444 | 0 | 0 | 0 | 0 | 0 | 0 | 0 | 0 | 0 | 0 | 0 | 0 | 0 | 0 | 0 | 0 | 0 | 0 | 282127313.1667
Option 1B | Lines | $ | -869610791.0969 | 0 | 0 | 0 | -476385386.0551 | -476385386.0551 | -476385386.0551 | 0 | 0 | 0 | 0 | 0 | 0 | 0 | 0 | 0 | 0 | 0 | 0 | 0 | 0 | 0 | 0 | 0 | 0 | 857493694.8991
Option 1B | Substation | $ | -353769364.3784 | 0 | 0 | 0 | -186488460.5929 | -186488460.5929 | -186488460.5929 | 0 | 0 | 0 | 0 | 0 | 0 | 0 | 0 | 0 | 0 | 0 | 0 | 0 | 0 | 0 | 0 | 0 | 0 | 279732690.8893
Option 1C | Lines | $ | -872016812.8936 | 0 | 0 | 0 | -477703439.642 | -477703439.642 | -477703439.642 | 0 | 0 | 0 | 0 | 0 | 0 | 0 | 0 | 0 | 0 | 0 | 0 | 0 | 0 | 0 | 0 | 0 | 0 | 859866191.3556
Option 1C | Substation | $ | -185780822.7664 | 0 | 0 | 0 | -97933804.1502 | -97933804.1502 | -97933804.1502 | 0 | 0 | 0 | 0 | 0 | 0 | 0 | 0 | 0 | 0 | 0 | 0 | 0 | 0 | 0 | 0 | 0 | 0 | 146900706.2254
Option 2B | Lines | $ | -1235574368.8398 | 0 | 0 | 0 | -676865534.2432 | -676865534.2432 | -676865534.2432 | 0 | 0 | 0 | 0 | 0 | 0 | 0 | 0 | 0 | 0 | 0 | 0 | 0 | 0 | 0 | 0 | 0 | 0 | 1218357961.6378
Option 2B | Substation | $ | -708123265.86 | 0 | 0 | 0 | -373285058.1685 | -373285058.1685 | -373285058.1685 | 0 | 0 | 0 | 0 | 0 | 0 | 0 | 0 | 0 | 0 | 0 | 0 | 0 | 0 | 0 | 0 | 0 | 0 | 559927587.2527
Option 2C | Lines | $ | -1194433264.5522 | 0 | 0 | 0 | -654327841.4622 | -654327841.4622 | -654327841.4622 | 0 | 0 | 0 | 0 | 0 | 0 | 0 | 0 | 0 | 0 | 0 | 0 | 0 | 0 | 0 | 0 | 0 | 0 | 1177790114.632
Option 2C | Substation | $ | -392545425.4094 | 0 | 0 | 0 | -206929144.9982 | -206929144.9982 | -206929144.9982 | 0 | 0 | 0 | 0 | 0 | 0 | 0 | 0 | 0 | 0 | 0 | 0 | 0 | 0 | 0 | 0 | 0 | 0 | 310393717.4972
Option 3B | Lines | $ | -1109003470.8201 | 0 | 0 | 0 | -607528163.1644 | -607528163.1644 | -607528163.1644 | 0 | 0 | 0 | 0 | 0 | 0 | 0 | 0 | 0 | 0 | 0 | 0 | 0 | 0 | 0 | 0 | 0 | 0 | 1093550693.696
Option 3B | Substation | $ | -466957551.4011 | 0 | 0 | 0 | -246155274.2873 | -246155274.2873 | -246155274.2873 | 0 | 0 | 0 | 0 | 0 | 0 | 0 | 0 | 0 | 0 | 0 | 0 | 0 | 0 | 0 | 0 | 0 | 0 | 369232911.4309
Option 3C | Lines | $ | -1109820974.3147 | 0 | 0 | 0 | -607976003.4187 | -607976003.4187 | -607976003.4187 | 0 | 0 | 0 | 0 | 0 | 0 | 0 | 0 | 0 | 0 | 0 | 0 | 0 | 0 | 0 | 0 | 0 | 0 | 1094356806.1537
Option 3C | Substation | $ | -351583210.7222 | 0 | 0 | 0 | -185336036.2424 | -185336036.2424 | -185336036.2424 | 0 | 0 | 0 | 0 | 0 | 0 | 0 | 0 | 0 | 0 | 0 | 0 | 0 | 0 | 0 | 0 | 0 | 0 | 278004054.3636
Option 1A | BioCosts - Lines | $ | -640768286.3518 | 0 | 0 | 0 | -351022147.5984 | -351022147.5984 | -351022147.5984 | 0 | 0 | 0 | 0 | 0 | 0 | 0 | 0 | 0 | 0 | 0 | 0 | 0 | 0 | 0 | 0 | 0 | 0 | 631839865.677
Option 1A | BioCosts - Substation | $ | -4982452.4353 | 0 | 0 | 0 | -2626484.8746 | -2626484.8746 | -2626484.8746 | 0 | 0 | 0 | 0 | 0 | 0 | 0 | 0 | 0 | 0 | 0 | 0 | 0 | 0 | 0 | 0 | 0 | 0 | 3939727.3119
Option 1B | BioCosts - Lines | $ | -799895309.1395 | 0 | 0 | 0 | -438194235.3399 | -438194235.3399 | -438194235.3399 | 0 | 0 | 0 | 0 | 0 | 0 | 0 | 0 | 0 | 0 | 0 | 0 | 0 | 0 | 0 | 0 | 0 | 0 | 788749623.6119
Option 1B | BioCosts - Substation | $ | -4979412.1162 | 0 | 0 | 0 | -2624882.1795 | -2624882.1795 | -2624882.1795 | 0 | 0 | 0 | 0 | 0 | 0 | 0 | 0 | 0 | 0 | 0 | 0 | 0 | 0 | 0 | 0 | 0 | 0 | 3937323.2693
Option 1C | BioCosts - Lines | $ | -799922847.0367 | 0 | 0 | 0 | -438209320.9988 | -438209320.9988 | -438209320.9988 | 0 | 0 | 0 | 0 | 0 | 0 | 0 | 0 | 0 | 0 | 0 | 0 | 0 | 0 | 0 | 0 | 0 | 0 | 788776777.7979
Option 1C | BioCosts - Substation | $ | -15658579.9267 | 0 | 0 | 0 | -8254373.4976 | -8254373.4976 | -8254373.4976 | 0 | 0 | 0 | 0 | 0 | 0 | 0 | 0 | 0 | 0 | 0 | 0 | 0 | 0 | 0 | 0 | 0 | 0 | 12381560.2465
Option 2B | BioCosts - Lines | $ | -697831129.7189 | 0 | 0 | 0 | -382281999.6438 | -382281999.6438 | -382281999.6438 | 0 | 0 | 0 | 0 | 0 | 0 | 0 | 0 | 0 | 0 | 0 | 0 | 0 | 0 | 0 | 0 | 0 | 0 | 688107599.3589
Option 2B | BioCosts - Substation | $ | -3208116.7127 | 0 | 0 | 0 | -1691149.114 | -1691149.114 | -1691149.114 | 0 | 0 | 0 | 0 | 0 | 0 | 0 | 0 | 0 | 0 | 0 | 0 | 0 | 0 | 0 | 0 | 0 | 0 | 2536723.6711
Option 2C | BioCosts - Lines | $ | -486157373.1216 | 0 | 0 | 0 | -266324050.0798 | -266324050.0798 | -266324050.0798 | 0 | 0 | 0 | 0 | 0 | 0 | 0 | 0 | 0 | 0 | 0 | 0 | 0 | 0 | 0 | 0 | 0 | 0 | 479383290.1437
Option 2C | BioCosts - Substation | $ | -10559313.3781 | 0 | 0 | 0 | -5566310.4132 | -5566310.4132 | -5566310.4132 | 0 | 0 | 0 | 0 | 0 | 0 | 0 | 0 | 0 | 0 | 0 | 0 | 0 | 0 | 0 | 0 | 0 | 0 | 8349465.6198
Option 3B | BioCosts - Lines | $ | -737652465.6693 | 0 | 0 | 0 | -404096704.2154 | -404096704.2154 | -404096704.2154 | 0 | 0 | 0 | 0 | 0 | 0 | 0 | 0 | 0 | 0 | 0 | 0 | 0 | 0 | 0 | 0 | 0 | 0 | 727374067.5876
Option 3B | BioCosts - Substation | $ | -5696445.2085 | 0 | 0 | 0 | -3002864.026 | -3002864.026 | -3002864.026 | 0 | 0 | 0 | 0 | 0 | 0 | 0 | 0 | 0 | 0 | 0 | 0 | 0 | 0 | 0 | 0 | 0 | 0 | 4504296.039
Option 3C | BioCosts - Lines | $ | -552339005.116 | 0 | 0 | 0 | -302579306.604 | -302579306.604 | -302579306.604 | 0 | 0 | 0 | 0 | 0 | 0 | 0 | 0 | 0 | 0 | 0 | 0 | 0 | 0 | 0 | 0 | 0 | 0 | 544642751.8872
Option 3C | BioCosts - Substation | $ | -18653154.7532 | 0 | 0 | 0 | -9832954.6461 | -9832954.6461 | -9832954.6461 | 0 | 0 | 0 | 0 | 0 | 0 | 0 | 0 | 0 | 0 | 0 | 0 | 0 | 0 | 0 | 0 | 0 | 0 | 14749431.9692
Capital cost summary |  |  |  | 2022 | 2023 | 2024 | 2025 | 2026 | 2027 | 2028 | 2029 | 2030 | 2031 | 2032 | 2033 | 2034 | 2035 | 2036 | 2037 | 2038 | 2039 | 2040 | 2041 | 2042 | 2043 | 2044 | 2045 | 2046
Option |  | Unit | PV | FY2021/22 | FY2022/23 | FY2023/24 | FY2024/25 | FY2025/26 | FY2026/27 | FY2027/28 | FY2028/29 | FY2029/30 | FY2030/31 | FY2031/32 | FY2032/33 | FY2033/34 | FY2034/35 | FY2035/36 | FY2036/37 | FY2037/38 | FY2038/39 | FY2039/40 | FY2040/41 | FY2041/42 | FY2042/43 | FY2043/44 | FY2044/45 | FY2045/46
Option 1A |  | $ | -1552499723.9482 | 0 | 0 | 0 | -843004748.7045 | -843004748.7045 | -843004748.7045 | 0 | 0 | 0 | 0 | 0 | 0 | 0 | 0 | 0 | 0 | 0 | 0 | 0 | 0 | 0 | 0 | 0 | 0 | 1460195139.5724
Option 1B |  | $ | -2028254876.731 | 0 | 0 | 0 | -1103692964.1674 | -1103692964.1674 | -1103692964.1674 | 0 | 0 | 0 | 0 | 0 | 0 | 0 | 0 | 0 | 0 | 0 | 0 | 0 | 0 | 0 | 0 | 0 | 0 | 1929913332.6695
Option 1C |  | $ | -1873379062.6233 | 0 | 0 | 0 | -1022100938.2887 | -1022100938.2887 | -1022100938.2887 | 0 | 0 | 0 | 0 | 0 | 0 | 0 | 0 | 0 | 0 | 0 | 0 | 0 | 0 | 0 | 0 | 0 | 0 | 1807925235.6254
Option 2B |  | $ | -2644736881.1313 | 0 | 0 | 0 | -1434123741.1696 | -1434123741.1696 | -1434123741.1696 | 0 | 0 | 0 | 0 | 0 | 0 | 0 | 0 | 0 | 0 | 0 | 0 | 0 | 0 | 0 | 0 | 0 | 0 | 2468929871.9205
Option 2C |  | $ | -2083695376.4613 | 0 | 0 | 0 | -1133147346.9534 | -1133147346.9534 | -1133147346.9534 | 0 | 0 | 0 | 0 | 0 | 0 | 0 | 0 | 0 | 0 | 0 | 0 | 0 | 0 | 0 | 0 | 0 | 0 | 1975916587.8928
Option 3B |  | $ | -2319309933.099 | 0 | 0 | 0 | -1260783005.693 | -1260783005.693 | -1260783005.693 | 0 | 0 | 0 | 0 | 0 | 0 | 0 | 0 | 0 | 0 | 0 | 0 | 0 | 0 | 0 | 0 | 0 | 0 | 2194661968.7535
Option 3C |  | $ | -2032396344.906 | 0 | 0 | 0 | -1105724300.9112 | -1105724300.9112 | -1105724300.9112 | 0 | 0 | 0 | 0 | 0 | 0 | 0 | 0 | 0 | 0 | 0 | 0 | 0 | 0 | 0 | 0 | 0 | 0 | 1931753044.3737
Operating and maintenance costs |  |  |  | 2022 | 2023 | 2024 | 2025 | 2026 | 2027 | 2028 | 2029 | 2030 | 2031 | 2032 | 2033 | 2034 | 2035 | 2036 | 2037 | 2038 | 2039 | 2040 | 2041 | 2042 | 2043 | 2044 | 2045 | 2046
Option |  | Unit | PV | FY2021/22 | FY2022/23 | FY2023/24 | FY2024/25 | FY2025/26 | FY2026/27 | FY2027/28 | FY2028/29 | FY2029/30 | FY2030/31 | FY2031/32 | FY2032/33 | FY2033/34 | FY2034/35 | FY2035/36 | FY2036/37 | FY2037/38 | FY2038/39 | FY2039/40 | FY2040/41 | FY2041/42 | FY2042/43 | FY2043/44 | FY2044/45 | FY2045/46
Option 1A |  | $ | -63727991.2575 | 0 | 0 | 0 | 0 | 0 | -7340341.7435 | -7340341.7435 | -7340341.7435 | -7340341.7435 | -7340341.7435 | -7340341.7435 | -7340341.7435 | -7340341.7435 | -7340341.7435 | -7340341.7435 | -7340341.7435 | -7340341.7435 | -7340341.7435 | -7340341.7435 | -7340341.7435 | -7340341.7435 | -7340341.7435 | -7340341.7435 | -7340341.7435 | -7340341.7435
Option 1B |  | $ | -86324901.8512 | 0 | 0 | 0 | 0 | 0 | -9943107.6997 | -9943107.6997 | -9943107.6997 | -9943107.6997 | -9943107.6997 | -9943107.6997 | -9943107.6997 | -9943107.6997 | -9943107.6997 | -9943107.6997 | -9943107.6997 | -9943107.6997 | -9943107.6997 | -9943107.6997 | -9943107.6997 | -9943107.6997 | -9943107.6997 | -9943107.6997 | -9943107.6997 | -9943107.6997
Option 1C |  | $ | -74964231.616 | 0 | 0 | 0 | 0 | 0 | -8634558.6569 | -8634558.6569 | -8634558.6569 | -8634558.6569 | -8634558.6569 | -8634558.6569 | -8634558.6569 | -8634558.6569 | -8634558.6569 | -8634558.6569 | -8634558.6569 | -8634558.6569 | -8634558.6569 | -8634558.6569 | -8634558.6569 | -8634558.6569 | -8634558.6569 | -8634558.6569 | -8634558.6569 | -8634558.6569
Option 2B |  | $ | -136759275.2035 | 0 | 0 | 0 | 0 | 0 | -15752258.8862 | -15752258.8862 | -15752258.8862 | -15752258.8862 | -15752258.8862 | -15752258.8862 | -15752258.8862 | -15752258.8862 | -15752258.8862 | -15752258.8862 | -15752258.8862 | -15752258.8862 | -15752258.8862 | -15752258.8862 | -15752258.8862 | -15752258.8862 | -15752258.8862 | -15752258.8862 | -15752258.8862 | -15752258.8862
Option 2C |  | $ | -112159991.2273 | 0 | 0 | 0 | 0 | 0 | -12918854.7969 | -12918854.7969 | -12918854.7969 | -12918854.7969 | -12918854.7969 | -12918854.7969 | -12918854.7969 | -12918854.7969 | -12918854.7969 | -12918854.7969 | -12918854.7969 | -12918854.7969 | -12918854.7969 | -12918854.7969 | -12918854.7969 | -12918854.7969 | -12918854.7969 | -12918854.7969 | -12918854.7969 | -12918854.7969
Option 3B |  | $ | -111173701.1842 | 0 | 0 | 0 | 0 | 0 | -12805251.5618 | -12805251.5618 | -12805251.5618 | -12805251.5618 | -12805251.5618 | -12805251.5618 | -12805251.5618 | -12805251.5618 | -12805251.5618 | -12805251.5618 | -12805251.5618 | -12805251.5618 | -12805251.5618 | -12805251.5618 | -12805251.5618 | -12805251.5618 | -12805251.5618 | -12805251.5618 | -12805251.5618 | -12805251.5618
Option 3C |  | $ | -103311639.6241 | 0 | 0 | 0 | 0 | 0 | -11899680.5949 | -11899680.5949 | -11899680.5949 | -11899680.5949 | -11899680.5949 | -11899680.5949 | -11899680.5949 | -11899680.5949 | -11899680.5949 | -11899680.5949 | -11899680.5949 | -11899680.5949 | -11899680.5949 | -11899680.5949 | -11899680.5949 | -11899680.5949 | -11899680.5949 | -11899680.5949 | -11899680.5949 | -11899680.5949
Avoided involuntary load shedding |  |  |  | 2022 | 2023 | 2024 | 2025 | 2026 | 2027 | 2028 | 2029 | 2030 | 2031 | 2032 | 2033 | 2034 | 2035 | 2036 | 2037 | 2038 | 2039 | 2040 | 2041 | 2042 | 2043 | 2044 | 2045 | 2046
Option name |  | Unit | PV | FY2021/22 | FY2022/23 | FY2023/24 | FY2024/25 | FY2025/26 | FY2026/27 | FY2027/28 | FY2028/29 | FY2029/30 | FY2030/31 | FY2031/32 | FY2032/33 | FY2033/34 | FY2034/35 | FY2035/36 | FY2036/37 | FY2037/38 | FY2038/39 | FY2039/40 | FY2040/41 | FY2041/42 | FY2042/43 | FY2043/44 | FY2044/45 | FY2045/46
Option 1A |  | $ | -12903230.6397 | -328.4466 | -257.6203 | -4218706.3244 | 956677.7067 | -1136062.6483 | 10763802.7686 | 1738614.3133 | 935723.4585 | 7079261.5626 | 2624065.6534 | -582.1254 | -611.7642 | -649.1682 | -688.4645 | -728.7816 | -770.5848 | -58863641.7633 | -863.5959 | -915.1946 | -970.5877 | -1022.6604 | -1083.7452 | -1153.624 | -8441081.2234 | -1285.2007
Option 1B |  | $ | 8221715.6269 | 70.1881 | 53.7956 | -4757183.0908 | 857783.8032 | -1314439.2213 | 11951003.0152 | 1739175.0862 | 1300388.772 | 7172503.8545 | 19417755.2141 | 124.594 | 130.9281 | 138.917 | 147.308 | 156.0176 | 164.9406 | -28726832.9563 | 184.7227 | 195.8315 | 207.6651 | 218.7867 | 231.7871 | 246.62 | -9161733.972 | 275.0236
Option 1C |  | $ | 7432814.7327 | -1.7175 | -5.2452 | -4611303.7875 | 803062.6126 | -1263973.5434 | 14831239.5124 | 1739073.8591 | -4052900.6353 | 7556538.033 | 19666368.4044 | -2.958 | -3.0869 | -3.2846 | -3.4854 | -3.6153 | -3.8151 | -28628420.5345 | -4.3432 | -4.5292 | -4.8441 | -5.084 | -5.3288 | -5.7634 | -9040540.2714 | -6.2388
Option 2B |  | $ | 6575920.6648 | -276.167 | -221.8499 | -3629842.525 | 1347030.6491 | -1243386.2672 | 9590290.1043 | 1738687.796 | 3249412.1193 | 5686708.8146 | 548950.7033 | -489.4783 | -514.3961 | -545.8341 | -578.8781 | -612.716 | -647.7219 | -3482915.4872 | -726.1173 | -769.3533 | -816.0133 | -859.9211 | -911.0107 | -970.1359 | -11512576.2094 | -1080.4882
Option 2C |  | $ | 4999987.2679 | -232.6359 | -183.7803 | -3087482.4593 | 1112258.5713 | -1031618.1187 | 9581558.7141 | 1738749.0574 | -248273.9153 | 7025360.2176 | 1747145.8482 | -412.2665 | -433.2502 | -459.726 | -487.5573 | -516.0324 | -545.5102 | -6843361.2286 | -611.5369 | -647.9323 | -687.2233 | -724.2021 | -767.2062 | -817.0213 | -11491372.1458 | -909.9001
Option 3B |  | $ | -1151332.9304 | -138.2175 | -141.5978 | -4339861.4906 | 1635390.686 | -1404926.8822 | 9521045.0843 | 1738881.7893 | 3016454.3428 | 5595095.5839 | 2539867.0269 | -245.0157 | -257.471 | -273.2127 | -289.7564 | -306.6725 | -324.2099 | -24974688.8499 | -363.4544 | -385.0703 | -408.4521 | -430.4447 | -455.9655 | -485.6533 | -11513585.6776 | -540.8217
Option 3C |  | $ | 746813.6777 | -104.5893 | -74.1479 | -3630562.3768 | 1335855.0367 | -1060030.6003 | 9449384.4991 | 1738929.0799 | -248516.7344 | 7055632.848 | 8857763.8204 | -185.4213 | -194.8539 | -206.7662 | -219.2936 | -232.0903 | -245.3715 | -27625915.1854 | -275.086 | -291.4534 | -309.1425 | -325.8238 | -345.0962 | -367.6167 | -11665164.4393 | -409.3545
Avoided unrelated TNSP expenditure |  |  |  | 2022 | 2023 | 2024 | 2025 | 2026 | 2027 | 2028 | 2029 | 2030 | 2031 | 2032 | 2033 | 2034 | 2035 | 2036 | 2037 | 2038 | 2039 | 2040 | 2041 | 2042 | 2043 | 2044 | 2045 | 2046
Option name |  | Unit | PV | FY2021/22 | FY2022/23 | FY2023/24 | FY2024/25 | FY2025/26 | FY2026/27 | FY2027/28 | FY2028/29 | FY2029/30 | FY2030/31 | FY2031/32 | FY2032/33 | FY2033/34 | FY2034/35 | FY2035/36 | FY2036/37 | FY2037/38 | FY2038/39 | FY2039/40 | FY2040/41 | FY2041/42 | FY2042/43 | FY2043/44 | FY2044/45 | FY2045/46
Option 1A |  | $ | 173169830.4964 | -650.5572 | -3172.5019 | -517.8724 | -526.5752 | -900.7897 | -676.1547 | -289.6442 | -3546.6922 | 33285923.8917 | -180.0009 | -443.9562 | -1487.2402 | -369.9463 | -25563613.2416 | 367450648.4132 | 8111115.3512 | 136990970.0182 | 1383104.9181 | -13562906.0449 | -7454682.8529 | -62830618.893 | -18688124.6563 | -104329605.1746 | 69020228.3992 | -19366654.6027
Option 1B |  | $ | 256804417.5662 | 118.6804 | 639.8637 | 62.2869 | 84.0285 | 170.4538 | 112.9866 | 7.8637 | 162.7028 | 20803583.2998 | 47.8117 | 92.7813 | 337.2866 | -8.6879 | -30373165.5161 | 421944160.3562 | -5932343.2643 | 372802810.8452 | -2632984.5402 | -27943884.9394 | -23727735.3313 | -67477592.5594 | -48436877.5319 | -85221781.0859 | 45683089.4823 | 17687594.0762
Option 1C |  | $ | 253053289.7385 | -5.9036 | -77.8538 | -41.537 | -43.5868 | 4.8006 | -48.9263 | -66.1852 | -584.7586 | 9322828.3037 | -50.0835 | -6.1523 | 19.5445 | -83.4739 | -26105414.3574 | 419695766.9095 | -5275657.2822 | 377288106.6097 | -5387824.9273 | -27678076.5161 | -22989381.5302 | -64180906.422 | -48191901.406 | -86224649.2957 | 45718832.0974 | 17882088.7623
Option 2B |  | $ | 469035795.4539 | -525.6136 | -2535.295 | -306.9954 | -356.9552 | -556.1862 | -641.2728 | -183.6894 | -2533.6039 | 233228509.8073 | -251.4889 | -371.0108 | -1422.9977 | -252.192 | -3953840.8744 | 492485647.7459 | 24642715.2243 | 469158615.2345 | -17065115.0237 | -22756829.0093 | -8944615.7292 | -54331076.6444 | -19686526.612 | -105622774.2962 | 18717452.7754 | -7303787.8654
Option 2C |  | $ | 463635014.2936 | -438.8658 | -2090.3821 | -318.6036 | -293.5104 | -539.802 | -506.4725 | -150.2701 | -2352.9486 | 226172242.9884 | -175.0613 | -356.0976 | -1137.4971 | -203.1212 | -5431120.5711 | 492931179.3013 | 24673278.2079 | 465670295.6427 | -19166803.7636 | -22925991.6516 | -8446455.1319 | -52194042.1711 | -19621528.9636 | -103592873.98 | 18935693.1385 | -7396433.5848
Option 3B |  | $ | 468671638.7134 | -260.9724 | -1173.4471 | -187.5149 | -207.3823 | -239.2633 | -323.4374 | -89.6894 | -1347.2599 | 229352351.8331 | -73.7374 | -203.0384 | -748.6824 | -130.3154 | -10403508.9439 | 500010542.9739 | 23147689.5277 | 468883978.4092 | -15424326.7615 | -25151845.8626 | -8111105.6231 | -53313964.8909 | -26222886.5123 | -85031523.419 | 14216742.6767 | -9465084.6063
Option 3C |  | $ | 461765062.1798 | -189.7798 | -797.2904 | -139.59 | -131.4015 | -180.6386 | -233.373 | -35.7223 | -1441.5797 | 219905418.1545 | 3.0534 | -103.0106 | -448.3437 | -54.517 | -9920762.8754 | 497316640.392 | 22977988.1856 | 467696540.2465 | -18085996.3788 | -25439294.0044 | -7162430.5098 | -52865073.4349 | -25915682.229 | -82151965.2254 | 14952945.2479 | -10566760.5774
Avoided fuel consumption from generation dispatch |  |  |  | 2022 | 2023 | 2024 | 2025 | 2026 | 2027 | 2028 | 2029 | 2030 | 2031 | 2032 | 2033 | 2034 | 2035 | 2036 | 2037 | 2038 | 2039 | 2040 | 2041 | 2042 | 2043 | 2044 | 2045 | 2046
Option name |  | Unit | PV | FY2021/22 | FY2022/23 | FY2023/24 | FY2024/25 | FY2025/26 | FY2026/27 | FY2027/28 | FY2028/29 | FY2029/30 | FY2030/31 | FY2031/32 | FY2032/33 | FY2033/34 | FY2034/35 | FY2035/36 | FY2036/37 | FY2037/38 | FY2038/39 | FY2039/40 | FY2040/41 | FY2041/42 | FY2042/43 | FY2043/44 | FY2044/45 | FY2045/46
Option 1A |  | $ | 332263455.7137 | -210054.257 | -354371.246 | -3031761.3942 | -2035426.4737 | 6022299.2309 | 18898325.636 | 35690374.9047 | 65604995.0709 | 50746888.3556 | 42348600.3178 | 12772659.7647 | 18170198.1314 | 23050948.5365 | 23913161.7161 | -18668600.1581 | 26411372.1494 | 31068623.2438 | 21515071.2183 | 28760361.2813 | 8474137.5623 | 16764575.6856 | 104360794.3875 | 110262760.5588 | 114605318.7274 | 144366389.8814
Option 1B |  | $ | 422652819.5231 | -284456.2154 | -452435.0199 | -3476328.6105 | -1811973.4446 | 5759487.2644 | 24234674.7161 | 40681140.7607 | 76240099.9653 | 55766948.7675 | 49686229.5258 | 20101913.3893 | 22664968.7201 | 34542871.7543 | 17576589.6956 | -1806501.2235 | 30668096.1616 | 21820296.6861 | 17812860.536 | 19121840.0138 | 8855178.2284 | 47496550.392 | 169665188.7205 | 171104988.724 | 172258070.4334 | 151547885.8041
Option 1C |  | $ | 463306970.5184 | -288073.8844 | -456972.4921 | -3411060.9202 | -1726998.5077 | 5655350.2812 | 32095988.0689 | 47943269.8763 | 86487931.1887 | 68045357.137 | 64468296.3527 | 27633419.9274 | 22269002.7336 | 34810891.1597 | 18188858.6187 | -1154366.6033 | 31128285.863 | 24734374.8965 | 18113907.2297 | 21005365.0192 | 11325918.3771 | 48381098.5423 | 170313963.9893 | 171761673.248 | 172534335.9611 | 151756571.402
Option 2B |  | $ | 487618361.7589 | -54195.1361 | -108987.5533 | -2473490.7701 | -2728164.6637 | 3509127.2099 | 27915329.4921 | 48345172.755 | 77137950.4477 | 70832556.4828 | 46834253.3172 | 17727363.4963 | 12541218.9415 | 27320922.3219 | 12463136.1826 | 23265155.9062 | 60219006.0031 | 31599602.5419 | 22431172.4768 | 13887711.7885 | 17782962.5702 | 60031058.7002 | 176118737.2678 | 179753266.667 | 221272313.4815 | 207197565.6886
Option 2C |  | $ | 514718793.5301 | -66076.5151 | -135561.8264 | -2235218.8853 | -2360975.6145 | 4044789.6524 | 32116077.1278 | 48761137.6337 | 84275033.8256 | 77713130.1754 | 60624169.2732 | 23198506.9484 | 12957407.8311 | 28340146.5315 | 15048283.6908 | 24272286.5966 | 61041768.1047 | 33030685.3481 | 22636296.4483 | 14093730.7275 | 18097432.3689 | 60234419.2086 | 176739591.7137 | 179859777.0747 | 221428811.7311 | 207136269.8793
Option 3B |  | $ | 474152830.3502 | -31216.0704 | -57657.188 | -2789626.4752 | -3160557.1951 | 3492082.9216 | 26119819.8632 | 40422478.2565 | 66148833.2523 | 62569567.1144 | 41187987.664 | 15979360.3869 | 14389582.89 | 25452347.6798 | 9751600.9635 | 22249793.1192 | 60423395.6386 | 31211804.3285 | 24767906.4926 | 18611137.721 | 18088015.4416 | 55079392.9197 | 200394265.467 | 188677152.5122 | 222775240.6017 | 209915732.7118
Option 3C |  | $ | 530188106.2196 | -53112.0854 | -112404.22 | -2475977.1018 | -2707638.9829 | 4658781.0025 | 32527744.4046 | 48479457.2419 | 84561669.2469 | 76695321.0703 | 62212489.4933 | 24067914.4546 | 14370762.6011 | 27406055.5565 | 13161073.4666 | 24244599.9574 | 60926304.5754 | 35349384.5915 | 26216315.3578 | 20628143.6331 | 19370003.1194 | 56375913.0384 | 202572233.3839 | 190602343.1331 | 223546460.2601 | 210200753.5775
Avoided voluntary load curtailment |  |  |  | 2022 | 2023 | 2024 | 2025 | 2026 | 2027 | 2028 | 2029 | 2030 | 2031 | 2032 | 2033 | 2034 | 2035 | 2036 | 2037 | 2038 | 2039 | 2040 | 2041 | 2042 | 2043 | 2044 | 2045 | 2046
Option name |  | Unit | PV | FY2021/22 | FY2022/23 | FY2023/24 | FY2024/25 | FY2025/26 | FY2026/27 | FY2027/28 | FY2028/29 | FY2029/30 | FY2030/31 | FY2031/32 | FY2032/33 | FY2033/34 | FY2034/35 | FY2035/36 | FY2036/37 | FY2037/38 | FY2038/39 | FY2039/40 | FY2040/41 | FY2041/42 | FY2042/43 | FY2043/44 | FY2044/45 | FY2045/46
Option 1A |  | $ | 29285503.7521 | -1417.8353 | -1408.2659 | -119930.5469 | -337190.3431 | -1555624.3603 | 4439562.5181 | 3208557.6586 | -3116457.2774 | 6645191.8065 | 342660.5562 | 138535.5915 | 409594.1763 | 3393826.3823 | -80845.087 | 21573842.3245 | 428175.8895 | 52664783.9223 | -260635.0263 | -16224492.2238 | -4605.3047 | 384035.8207 | 4390133.6689 | 108125.7247 | -13347791.8632 | -637799.1148
Option 1B |  | $ | 39553773.7769 | 353.0365 | 348.8422 | -96553.3324 | -438808.9688 | -1774726.6549 | 3459122.6533 | 3211142.1346 | -4431420.986 | 6652878.7339 | 1390812.4188 | 172411.4027 | 699117.6755 | 10688854.4865 | -196396.7634 | 22485715.002 | 4180609.912 | 39547377.3345 | -457575.3828 | 14280787.904 | 62128.0349 | 712942.2836 | 4717614.4754 | -4877675.8697 | -22475761.6214 | 16728505.8223
Option 1C |  | $ | 43103126.3694 | 47.4969 | 45.3188 | -102707.4394 | -440289.4991 | -1711296.4895 | 2908296.1403 | 3210705.8291 | -3268959.704 | 6652373.1959 | 6319690.9182 | 171852.8951 | 698510.8993 | 10775708.8883 | -197029.406 | 22487704.4636 | 4342264.7846 | 40210721.856 | -458446.6501 | 14563148.3841 | 62336.1636 | 716765.7505 | 4593543.8175 | -4867262.1906 | -22637441.1329 | 16760845.3988
Option 2B |  | $ | 30401787.2974 | -1184.0883 | -1177.8644 | -143226.314 | -122201.0223 | -1344132.971 | 3185508.4544 | 3205290.7801 | -3135135.2906 | 6211270.393 | 151988.7394 | 127704.4218 | 481989.9254 | 7807746.9899 | -199821.9566 | 22332811.3577 | 1850914.5609 | 40696593.9608 | -372364.5632 | 10043733.0071 | 3222989.6425 | -14283764.6878 | 4961741.5165 | -10087721.0157 | -25572030.3417 | 15542704.7758
Option 2C |  | $ | 33059746.9358 | -987.0466 | -981.4273 | -164704.8656 | -137287.1413 | -1160482.844 | 2413202.1461 | 3205576.6945 | -2984875.9544 | 6650665.2387 | 5315848.1551 | 169944.5167 | 482297.6736 | 8364356.4304 | -199392.4667 | 22320020.3835 | 1851408.9017 | 40555726.2385 | -388515.8056 | 9160098.0766 | 3224261.3876 | -14472896.6185 | 4930245.9543 | -10190477.8363 | -25555970.4425 | 15509995.4045
Option 3B |  | $ | 28312089.7793 | -600.2997 | -589.6587 | -114228.929 | -108210.4985 | -1607779.01 | 2967088.2108 | 3206138.5943 | -5395446.0519 | 6211886.375 | 438976.8784 | 155785.9892 | 697207.6673 | 7689201.0306 | -198549.376 | 22317891.0228 | 1860497.9868 | 34601137.2916 | -460331.77 | 14377525.1425 | 3235627.2475 | -21772025.6937 | 5609845.2958 | -4809465.7941 | -21751826.5276 | 15471084.0081
Option 3C |  | $ | 33610914.1882 | -484.2051 | -481.6451 | -142464.2898 | -125439.3757 | -1339827.4929 | 1994585.1708 | 3206303.5743 | -2973898.9822 | 6651487.8731 | 5516052.1178 | 170861.3601 | 697432.8551 | 8514477.2874 | -198307.5398 | 22310021.101 | 2047604.844 | 36444342.273 | -460014.0839 | 14118031.4303 | 3236824.2918 | -21770906.7256 | 5637614.2052 | -4585685.3294 | -21710697.4299 | 15515235.7977
Avoided costs for non RIT-T proponent parties |  |  |  | 2022 | 2023 | 2024 | 2025 | 2026 | 2027 | 2028 | 2029 | 2030 | 2031 | 2032 | 2033 | 2034 | 2035 | 2036 | 2037 | 2038 | 2039 | 2040 | 2041 | 2042 | 2043 | 2044 | 2045 | 2046
Option name |  | Unit | PV | FY2021/22 | FY2022/23 | FY2023/24 | FY2024/25 | FY2025/26 | FY2026/27 | FY2027/28 | FY2028/29 | FY2029/30 | FY2030/31 | FY2031/32 | FY2032/33 | FY2033/34 | FY2034/35 | FY2035/36 | FY2036/37 | FY2037/38 | FY2038/39 | FY2039/40 | FY2040/41 | FY2041/42 | FY2042/43 | FY2043/44 | FY2044/45 | FY2045/46
Option 1A |  | $ | 787976347.9575 | 25811.1541 | -13629.9317 | 123788787.356 | -5782346.374 | -201822230.9264 | 292256823.716 | 149385433.8482 | -627874662.1619 | -486979875.1793 | 1401910298.5425 | 161545180.7418 | 302731374.1349 | -72755766.3375 | 9183911.5863 | 417694294.5856 | -66487091.7176 | 800433459.576 | -164548944.2238 | 10887091.9218 | -66085788.4873 | -254804763.2076 | -102646977.5116 | -108315597.6693 | -27111743.3155 | -52951241.5564
Option 1B |  | $ | 1056627857.1352 | 84079.2075 | 88573.3864 | 136063287.8757 | -12996130.1686 | -205993778.0802 | 265155778.6803 | 101965986.7753 | -655523617.7962 | -385646182.5082 | 1334718041.4102 | 158354101.4084 | 841437661.6681 | -155745319.989 | 214155356.2331 | 77120851.3908 | 394313353.122 | 1060889548.2422 | -386291385.6366 | 130628913.4929 | -177897589.5613 | -397786260.0562 | -233591922.0617 | -138378572.3525 | 18595208.7702 | -37200889.4823
Option 1C |  | $ | 1045685032.3155 | 78436.133 | 73582.6485 | 132743331.3435 | -13246097.0707 | -205977764.2608 | 182412763.7213 | 176601071.5875 | -721268426.9232 | -398134842.9114 | 1336105664.3325 | 143550429.9632 | 1006971011.4682 | -172570328.3915 | 211138694.0383 | 76562305.6934 | 391424643.8091 | 1053119423.0712 | -406537127.8434 | 108228096.2733 | -186436815.5602 | -384691818.3667 | -230735917.0111 | -139667884.8076 | 20304031.5194 | -37335369.4751
Option 2B |  | $ | 1188774129.9078 | -13788.789 | -42119.6642 | 110374011.6607 | 8545024.7684 | -144935837.2873 | 290880385.4384 | 39285128.1617 | -489700304.0361 | -525230803.3342 | 1585992349.481 | 36645251.3273 | 1000755056.0831 | -434937553.1999 | 247846168.989 | -215908644.4931 | 183321922.9674 | 1545722653.0748 | -227577063.8004 | 358250237.4772 | -360777565.8691 | -345428346.4618 | -130487158.8437 | -191714251.7173 | -69070489.3668 | -55887816.6253
Option 2C |  | $ | 1188814839.0419 | -7335.7299 | -27993.8262 | 98043386.7517 | 6751342.9854 | -149711287.9473 | 286195702.0968 | 167068260.5965 | -610566679.0366 | -606404099.2224 | 1591120917.8288 | 40533706.6986 | 1106255362.7466 | -432269741.9154 | 241227558.4816 | -179586466.887 | 170353346.1346 | 1551641104.4734 | -245246310.5119 | 354039115.3417 | -363205690.2379 | -351159950.1291 | -132716785.6685 | -190670914.3625 | -69452673.3316 | -55897829.627
Option 3B |  | $ | 1212781365.9423 | -5921.4804 | -20440.958 | 126523238.893 | 10184479.242 | -158453277.8456 | 298235261.1856 | 112292622.3479 | -443768273.0433 | -590369669.4203 | 1499669426.6946 | 35203801.1035 | 948394543.3914 | -294028868.4822 | 248453968.9101 | -252867810.0116 | 121040941.3801 | 1645001756.6328 | -231564898.0384 | 340859941.733 | -304960109.5463 | -295194850.5317 | -324467743.4291 | -147221891.2728 | -47159155.5938 | -61628431.1175
Option 3C |  | $ | 1200045783.1088 | 1106.9866 | -5256.6176 | 110396146.2639 | 8302123.7939 | -175527012.2985 | 301222211.3436 | 172247923.8664 | -612027331.5047 | -592081474.5687 | 1541755013.5755 | 38362404.3684 | 1115092575.0637 | -347279664.7109 | 247268560.7701 | -215122820.693 | 117275751.2325 | 1635014114.3686 | -256701632.5173 | 329152107.0283 | -302845177.9026 | -297111850.0443 | -326457031.6372 | -150583060.9322 | -44436572.1301 | -62629278.915
Competition benefits - cost savings |  |  |  | 2022 | 2023 | 2024 | 2025 | 2026 | 2027 | 2028 | 2029 | 2030 | 2031 | 2032 | 2033 | 2034 | 2035 | 2036 | 2037 | 2038 | 2039 | 2040 | 2041 | 2042 | 2043 | 2044 | 2045 | 2046
Option name |  | Unit | PV | FY2021/22 | FY2022/23 | FY2023/24 | FY2024/25 | FY2025/26 | FY2026/27 | FY2027/28 | FY2028/29 | FY2029/30 | FY2030/31 | FY2031/32 | FY2032/33 | FY2033/34 | FY2034/35 | FY2035/36 | FY2036/37 | FY2037/38 | FY2038/39 | FY2039/40 | FY2040/41 | FY2041/42 | FY2042/43 | FY2043/44 | FY2044/45 | FY2045/46
Option 1A |  | $ | 0 | 0 | 0 | 0 | 0 | 0 | 0 | 0 | 0 | 0 | 0 | 0 | 0 | 0 | 0 | 0 | 0 | 0 | 0 | 0 | 0 | 0 | 0 | 0 | 0 | 0
Option 1B |  | $ | 0 | 0 | 0 | 0 | 0 | 0 | 0 | 0 | 0 | 0 | 0 | 0 | 0 | 0 | 0 | 0 | 0 | 0 | 0 | 0 | 0 | 0 | 0 | 0 | 0 | 0
Option 1C |  | $ | 0 | 0 | 0 | 0 | 0 | 0 | 0 | 0 | 0 | 0 | 0 | 0 | 0 | 0 | 0 | 0 | 0 | 0 | 0 | 0 | 0 | 0 | 0 | 0 | 0 | 0
Option 2B |  | $ | 0 | 0 | 0 | 0 | 0 | 0 | 0 | 0 | 0 | 0 | 0 | 0 | 0 | 0 | 0 | 0 | 0 | 0 | 0 | 0 | 0 | 0 | 0 | 0 | 0 | 0
Option 2C |  | $ | 0 | 0 | 0 | 0 | 0 | 0 | 0 | 0 | 0 | 0 | 0 | 0 | 0 | 0 | 0 | 0 | 0 | 0 | 0 | 0 | 0 | 0 | 0 | 0 | 0 | 0
Option 3B |  | $ | 0 | 0 | 0 | 0 | 0 | 0 | 0 | 0 | 0 | 0 | 0 | 0 | 0 | 0 | 0 | 0 | 0 | 0 | 0 | 0 | 0 | 0 | 0 | 0 | 0 | 0
Option 3C |  | $ | 0 | 0 | 0 | 0 | 0 | 0 | 0 | 0 | 0 | 0 | 0 | 0 | 0 | 0 | 0 | 0 | 0 | 0 | 0 | 0 | 0 | 0 | 0 | 0 | 0 | 0
Competition benefits - demand response |  |  |  | 2022 | 2023 | 2024 | 2025 | 2026 | 2027 | 2028 | 2029 | 2030 | 2031 | 2032 | 2033 | 2034 | 2035 | 2036 | 2037 | 2038 | 2039 | 2040 | 2041 | 2042 | 2043 | 2044 | 2045 | 2046
Option name |  | Unit | PV | FY2021/22 | FY2022/23 | FY2023/24 | FY2024/25 | FY2025/26 | FY2026/27 | FY2027/28 | FY2028/29 | FY2029/30 | FY2030/31 | FY2031/32 | FY2032/33 | FY2033/34 | FY2034/35 | FY2035/36 | FY2036/37 | FY2037/38 | FY2038/39 | FY2039/40 | FY2040/41 | FY2041/42 | FY2042/43 | FY2043/44 | FY2044/45 | FY2045/46
Option 1A |  | $ | 0 | 0 | 0 | 0 | 0 | 0 | 0 | 0 | 0 | 0 | 0 | 0 | 0 | 0 | 0 | 0 | 0 | 0 | 0 | 0 | 0 | 0 | 0 | 0 | 0 | 0
Option 1B |  | $ | 0 | 0 | 0 | 0 | 0 | 0 | 0 | 0 | 0 | 0 | 0 | 0 | 0 | 0 | 0 | 0 | 0 | 0 | 0 | 0 | 0 | 0 | 0 | 0 | 0 | 0
Option 1C |  | $ | 0 | 0 | 0 | 0 | 0 | 0 | 0 | 0 | 0 | 0 | 0 | 0 | 0 | 0 | 0 | 0 | 0 | 0 | 0 | 0 | 0 | 0 | 0 | 0 | 0 | 0
Option 2B |  | $ | 0 | 0 | 0 | 0 | 0 | 0 | 0 | 0 | 0 | 0 | 0 | 0 | 0 | 0 | 0 | 0 | 0 | 0 | 0 | 0 | 0 | 0 | 0 | 0 | 0 | 0
Option 2C |  | $ | 0 | 0 | 0 | 0 | 0 | 0 | 0 | 0 | 0 | 0 | 0 | 0 | 0 | 0 | 0 | 0 | 0 | 0 | 0 | 0 | 0 | 0 | 0 | 0 | 0 | 0
Option 3B |  | $ | 0 | 0 | 0 | 0 | 0 | 0 | 0 | 0 | 0 | 0 | 0 | 0 | 0 | 0 | 0 | 0 | 0 | 0 | 0 | 0 | 0 | 0 | 0 | 0 | 0 | 0
Option 3C |  | $ | 0 | 0 | 0 | 0 | 0 | 0 | 0 | 0 | 0 | 0 | 0 | 0 | 0 | 0 | 0 | 0 | 0 | 0 | 0 | 0 | 0 | 0 | 0 | 0 | 0 | 0

## Pos Weighted
Weighted scenario results
Weighting
Scenario weighting settings |  |  | Central | Step | Slow | Fast
Scenario weighting |  | % | 40% | 20% | 10% | 30%
NPV results |  |  | 2022 | 2023 | 2024 | 2025 | 2026 | 2027 | 2028 | 2029 | 2030 | 2031 | 2032 | 2033 | 2034 | 2035 | 2036 | 2037 | 2038 | 2039 | 2040 | 2041 | 2042 | 2043 | 2044 | 2045 | 2046
Option | Unit | PV | FY2021/22 | FY2022/23 | FY2023/24 | FY2024/25 | FY2025/26 | FY2026/27 | FY2027/28 | FY2028/29 | FY2029/30 | FY2030/31 | FY2031/32 | FY2032/33 | FY2033/34 | FY2034/35 | FY2035/36 | FY2036/37 | FY2037/38 | FY2038/39 | FY2039/40 | FY2040/41 | FY2041/42 | FY2042/43 | FY2043/44 | FY2044/45 | FY2045/46
Option 1A | $ | -361850942.3365 | 199800.67 | 168683.039 | 60126440.1245 | -820609834.3901 | -874359966.8796 | -420360167.6276 | 93295976.56 | -208551303.2063 | -322722002.7637 | 784763656.1417 | 113958943.0785 | 438795446.313 | -83509202.0893 | -37427930.3876 | 883624053.0034 | -171054351.1616 | 315465814.92 | 67732668.3581 | 121234492.7374 | -23747216.0432 | -212198117.6127 | 58910655.3213 | -34240948.7463 | 80350473.5117 | 1436919324.6577
Option 1B | $ | -421515034.1811 | 188162.6738 | 157890.1695 | 62706758.6274 | -1075649300.5501 | -1151448425.9534 | -690682983.3596 | 33918821.7312 | -208944868.4208 | -180459504.5071 | 1011219732.7809 | 178350223.8548 | 434880558.1359 | -78974580.6718 | 116260875.2778 | 794378562.3161 | 105589926.743 | 528358490.7665 | 84663757.3615 | 201304955.9226 | 14810377.9978 | -490183423.0246 | 252946179.08 | -176567013.2332 | 138362437.1364 | 1932529714.3159
Option 1C | $ | -232549122.9291 | 239880.506 | 204638.8843 | 63095836.5521 | -1005667059.4365 | -1063085862.3295 | -593951889.7991 | 124977361.5361 | -244819732.5138 | -249729450.3319 | 1017549400.7876 | 165253055.118 | 506278127.9664 | -77412282.897 | 120186565.6835 | 791241626.1151 | 101822687.8803 | 523731462.0683 | 78332597.2107 | 195970318.3918 | 15409416.7014 | -482710667.8166 | 253640275.0668 | -175405321.0664 | 140609991.9789 | 1811773767.9494
Option 2B | $ | -649469623.1952 | 403317.7316 | 443692.5597 | 62307790.5385 | -1415270375.5061 | -1431558953.4242 | -975934664.0189 | 48576215.9638 | -171589972.1206 | -96241447.1282 | 1072476402.4066 | 180045200.2455 | 506278168.9678 | -251600504.899 | 143819231.4361 | 884922349.3437 | 203238872.5414 | 797805838.0792 | 140465239.4981 | 310404511.4666 | 47555753.2062 | -645250306.4167 | 451425571.0559 | -183962339.8772 | 37806196.4002 | 2522322684.3204
Option 2C | $ | -44076266.8948 | 445951.0359 | 500018.5088 | 59494651.6259 | -1119226761.1798 | -1105394649.4743 | -681432694.3696 | 132922328.4533 | -242360907.3359 | -117216282.1461 | 1068763032.9173 | 178112018.6365 | 551067634.9894 | -247313145.9677 | 147755210.7293 | 908894639.9092 | 204013459.4332 | 796329191.4233 | 139570454.0003 | 311086156.4043 | 50676440.5325 | -645053122.7646 | 455073908.5026 | -181485674.7984 | 41006599.9312 | 2031285063.061
Option 3B | $ | -293156068.7911 | 460440.4334 | 544750.7306 | 67539130.1412 | -1229120152.2863 | -1269740135.8215 | -862931073.9542 | 17968918.111 | -113576051.4044 | -63301001.2973 | 1062014622.2247 | 190987846.8794 | 499598949.9562 | -208377907.2641 | 136395721.4243 | 914720526.7624 | 124682695.0068 | 811304849.9459 | 164487711.5405 | 376211289.6588 | 65468695.2073 | -647892004.9598 | 375563647.1262 | -136234234.6558 | 52676559.3071 | 2252365641.9313
Option 3C | $ | 39365303.2661 | 448754.5325 | 523880.8368 | 62847899.3506 | -1091384047.5954 | -1089477394.7867 | -630876647.5174 | 118487977.0923 | -238819182.9607 | -118981275.3399 | 1046778829.7933 | 191473432.6045 | 582185391.1359 | -238779332.1109 | 143391760.5674 | 945315905.2911 | 131976682.6351 | 811907993.7632 | 156748388.3813 | 370421595.9612 | 67307038.8343 | -645357229.1367 | 373933196.538 | -134833013.676 | 53858392.0909 | 1990048629.4024
Weighted scenario
Capital cost summary |  |  | 2022 | 2023 | 2024 | 2025 | 2026 | 2027 | 2028 | 2029 | 2030 | 2031 | 2032 | 2033 | 2034 | 2035 | 2036 | 2037 | 2038 | 2039 | 2040 | 2041 | 2042 | 2043 | 2044 | 2045 | 2046
Option | Unit | PV | FY2021/22 | FY2022/23 | FY2023/24 | FY2024/25 | FY2025/26 | FY2026/27 | FY2027/28 | FY2028/29 | FY2029/30 | FY2030/31 | FY2031/32 | FY2032/33 | FY2033/34 | FY2034/35 | FY2035/36 | FY2036/37 | FY2037/38 | FY2038/39 | FY2039/40 | FY2040/41 | FY2041/42 | FY2042/43 | FY2043/44 | FY2044/45 | FY2045/46
Option 1A | $ | -1552499723.9482 | 0 | 0 | 0 | -843004748.7045 | -843004748.7045 | -843004748.7045 | 0 | 0 | 0 | 0 | 0 | 0 | 0 | 0 | 0 | 0 | 0 | 0 | 0 | 0 | 0 | 0 | 0 | 0 | 1460195139.5724
Option 1B | $ | -2028254876.731 | 0 | 0 | 0 | -1103692964.1674 | -1103692964.1674 | -1103692964.1674 | 0 | 0 | 0 | 0 | 0 | 0 | 0 | 0 | 0 | 0 | 0 | 0 | 0 | 0 | 0 | 0 | 0 | 0 | 1929913332.6695
Option 1C | $ | -1873379062.6233 | 0 | 0 | 0 | -1022100938.2887 | -1022100938.2887 | -1022100938.2887 | 0 | 0 | 0 | 0 | 0 | 0 | 0 | 0 | 0 | 0 | 0 | 0 | 0 | 0 | 0 | 0 | 0 | 0 | 1807925235.6254
Option 2B | $ | -2644736881.1313 | 0 | 0 | 0 | -1434123741.1696 | -1434123741.1696 | -1434123741.1696 | 0 | 0 | 0 | 0 | 0 | 0 | 0 | 0 | 0 | 0 | 0 | 0 | 0 | 0 | 0 | 0 | 0 | 0 | 2468929871.9205
Option 2C | $ | -2083695376.4613 | 0 | 0 | 0 | -1133147346.9534 | -1133147346.9534 | -1133147346.9534 | 0 | 0 | 0 | 0 | 0 | 0 | 0 | 0 | 0 | 0 | 0 | 0 | 0 | 0 | 0 | 0 | 0 | 0 | 1975916587.8928
Option 3B | $ | -2319309933.099 | 0 | 0 | 0 | -1260783005.693 | -1260783005.693 | -1260783005.693 | 0 | 0 | 0 | 0 | 0 | 0 | 0 | 0 | 0 | 0 | 0 | 0 | 0 | 0 | 0 | 0 | 0 | 0 | 2194661968.7535
Option 3C | $ | -2032396344.906 | 0 | 0 | 0 | -1105724300.9112 | -1105724300.9112 | -1105724300.9112 | 0 | 0 | 0 | 0 | 0 | 0 | 0 | 0 | 0 | 0 | 0 | 0 | 0 | 0 | 0 | 0 | 0 | 0 | 1931753044.3737
Operating and maintenance costs |  |  | 2022 | 2023 | 2024 | 2025 | 2026 | 2027 | 2028 | 2029 | 2030 | 2031 | 2032 | 2033 | 2034 | 2035 | 2036 | 2037 | 2038 | 2039 | 2040 | 2041 | 2042 | 2043 | 2044 | 2045 | 2046
Option | Unit | PV | FY2021/22 | FY2022/23 | FY2023/24 | FY2024/25 | FY2025/26 | FY2026/27 | FY2027/28 | FY2028/29 | FY2029/30 | FY2030/31 | FY2031/32 | FY2032/33 | FY2033/34 | FY2034/35 | FY2035/36 | FY2036/37 | FY2037/38 | FY2038/39 | FY2039/40 | FY2040/41 | FY2041/42 | FY2042/43 | FY2043/44 | FY2044/45 | FY2045/46
Option 1A | $ | -63727991.2575 | 0 | 0 | 0 | 0 | 0 | -7340341.7435 | -7340341.7435 | -7340341.7435 | -7340341.7435 | -7340341.7435 | -7340341.7435 | -7340341.7435 | -7340341.7435 | -7340341.7435 | -7340341.7435 | -7340341.7435 | -7340341.7435 | -7340341.7435 | -7340341.7435 | -7340341.7435 | -7340341.7435 | -7340341.7435 | -7340341.7435 | -7340341.7435 | -7340341.7435
Option 1B | $ | -86324901.8512 | 0 | 0 | 0 | 0 | 0 | -9943107.6997 | -9943107.6997 | -9943107.6997 | -9943107.6997 | -9943107.6997 | -9943107.6997 | -9943107.6997 | -9943107.6997 | -9943107.6997 | -9943107.6997 | -9943107.6997 | -9943107.6997 | -9943107.6997 | -9943107.6997 | -9943107.6997 | -9943107.6997 | -9943107.6997 | -9943107.6997 | -9943107.6997 | -9943107.6997
Option 1C | $ | -74964231.616 | 0 | 0 | 0 | 0 | 0 | -8634558.6569 | -8634558.6569 | -8634558.6569 | -8634558.6569 | -8634558.6569 | -8634558.6569 | -8634558.6569 | -8634558.6569 | -8634558.6569 | -8634558.6569 | -8634558.6569 | -8634558.6569 | -8634558.6569 | -8634558.6569 | -8634558.6569 | -8634558.6569 | -8634558.6569 | -8634558.6569 | -8634558.6569 | -8634558.6569
Option 2B | $ | -136759275.2035 | 0 | 0 | 0 | 0 | 0 | -15752258.8862 | -15752258.8862 | -15752258.8862 | -15752258.8862 | -15752258.8862 | -15752258.8862 | -15752258.8862 | -15752258.8862 | -15752258.8862 | -15752258.8862 | -15752258.8862 | -15752258.8862 | -15752258.8862 | -15752258.8862 | -15752258.8862 | -15752258.8862 | -15752258.8862 | -15752258.8862 | -15752258.8862 | -15752258.8862
Option 2C | $ | -112159991.2273 | 0 | 0 | 0 | 0 | 0 | -12918854.7969 | -12918854.7969 | -12918854.7969 | -12918854.7969 | -12918854.7969 | -12918854.7969 | -12918854.7969 | -12918854.7969 | -12918854.7969 | -12918854.7969 | -12918854.7969 | -12918854.7969 | -12918854.7969 | -12918854.7969 | -12918854.7969 | -12918854.7969 | -12918854.7969 | -12918854.7969 | -12918854.7969 | -12918854.7969
Option 3B | $ | -111173701.1842 | 0 | 0 | 0 | 0 | 0 | -12805251.5618 | -12805251.5618 | -12805251.5618 | -12805251.5618 | -12805251.5618 | -12805251.5618 | -12805251.5618 | -12805251.5618 | -12805251.5618 | -12805251.5618 | -12805251.5618 | -12805251.5618 | -12805251.5618 | -12805251.5618 | -12805251.5618 | -12805251.5618 | -12805251.5618 | -12805251.5618 | -12805251.5618 | -12805251.5618
Option 3C | $ | -103311639.6241 | 0 | 0 | 0 | 0 | 0 | -11899680.5949 | -11899680.5949 | -11899680.5949 | -11899680.5949 | -11899680.5949 | -11899680.5949 | -11899680.5949 | -11899680.5949 | -11899680.5949 | -11899680.5949 | -11899680.5949 | -11899680.5949 | -11899680.5949 | -11899680.5949 | -11899680.5949 | -11899680.5949 | -11899680.5949 | -11899680.5949 | -11899680.5949 | -11899680.5949
Avoided involuntary load shedding |  |  | 2022 | 2023 | 2024 | 2025 | 2026 | 2027 | 2028 | 2029 | 2030 | 2031 | 2032 | 2033 | 2034 | 2035 | 2036 | 2037 | 2038 | 2039 | 2040 | 2041 | 2042 | 2043 | 2044 | 2045 | 2046
Option name | Unit | PV | FY2021/22 | FY2022/23 | FY2023/24 | FY2024/25 | FY2025/26 | FY2026/27 | FY2027/28 | FY2028/29 | FY2029/30 | FY2030/31 | FY2031/32 | FY2032/33 | FY2033/34 | FY2034/35 | FY2035/36 | FY2036/37 | FY2037/38 | FY2038/39 | FY2039/40 | FY2040/41 | FY2041/42 | FY2042/43 | FY2043/44 | FY2044/45 | FY2045/46
Option 1A | $ | 1598438.6713 | -23.973 | -107.605 | -1845020.4134 | 49773.3814 | -1460514.3218 | 5701871.7078 | 521596.5437 | 2906044.3446 | 2123791.8608 | 471715.8311 | -99.3653 | 1472247.4311 | -178.2146 | -188.5302 | 5345518.5725 | 517075.9845 | -23367558.3797 | -48252.2147 | 3150111.7861 | 705675.8336 | -282957.897 | 9338121.9129 | -563304.3409 | -7621105.6296 | 1275783.0503
Option 1B | $ | 11898963.596 | -46.9249 | 76.6095 | -2006664.4749 | 124372.0677 | -2717516.9147 | 5870904.2499 | 521828.3378 | 3895074.9084 | 2151835.9816 | 5116016.2537 | 208.8625 | 1511212.987 | 148.6276 | 156.9665 | 11828283.9955 | 622827.4514 | -14959457.8172 | 495663.4424 | 4243662.4879 | 746292.1114 | -162094.207 | 10228660.2253 | 480064.3255 | -4362265.1579 | 1260625.8129
Option 1C | $ | 7038579.5698 | 47.5474 | 59.795 | -1962988.0105 | -42330.0198 | -2633302.2429 | 6337470.5989 | 521884.4068 | -4582460.0548 | 2267142.3717 | 5262051.7959 | 293.0609 | 1511286.3784 | 226.6019 | 239.9786 | 11845284.4152 | 624756.3672 | -14860880.1063 | 561923.9442 | 4239767.8104 | 746409.9691 | -173339.1107 | 10212350.7387 | 415690.7603 | -4334742.3091 | 1260383.3069
Option 2B | $ | 7554074.9667 | -316.2717 | -44.7065 | -1668279.8485 | 122926.8936 | -2195399.4837 | 4835476.2383 | 521494.5983 | 2964474.4287 | 1705888.4777 | -2227771.3722 | -1359024.643 | 1480728.5274 | -319.4009 | -339.4928 | 15983664.3417 | 605056.7007 | -12932518.1562 | 590663.7395 | 2962954.7835 | 745590.5308 | -173276.6988 | 9820279.086 | 348381.4801 | -6414874.1426 | 1265438.8698
Option 2C | $ | 2180983.5835 | -275.2801 | 42.5855 | -1505721.5976 | -6014.1177 | -3616780.8644 | 5228493.8689 | 521662.4461 | -4416647.5968 | 2107650.7402 | -2308406.1529 | -1216501.1887 | 1510994.2688 | -83.6774 | -89.8341 | 15982687.0325 | 601725.5251 | -13677238.0934 | 727605.975 | 2934400.7241 | 745943.9385 | -210313.8677 | 9782827.2034 | 395221.89 | -6360262.1199 | 1266091.0738
Option 3B | $ | 5872828.9949 | -147.3323 | 27.2532 | -1881465.1751 | 395056.1827 | -1991544.0814 | 4962285.0341 | 521733.9649 | 2255591.5905 | 1678606.4026 | -1377694.0476 | -1477875.1608 | 1511088.0549 | 16.0911 | 16.4214 | 15957048.2837 | 598797.8248 | -19039822.5499 | 326415.0265 | 3227084.9802 | 746093.7024 | -188584.9699 | 9824964.8699 | 466202.466 | -4964183.2689 | 1266817.4441
Option 3C | $ | -11560.3089 | -75.7479 | 26.8927 | -1668713.8829 | 60686.8898 | -5514283.8823 | 5269864.4705 | 521763.0561 | -4338723.1936 | 2116783.8256 | -444725.2284 | -1182912.9789 | 1511125.7142 | 56.2149 | 59.2059 | 15955331.3337 | 602005.3726 | -19544769.2572 | 479217.218 | 3294993.3545 | 746153.7357 | -217384.5621 | 9771302.0202 | 437873.3059 | -4974308.3319 | 1266244.0363
Avoided unrelated TNSP expenditure |  |  | 2022 | 2023 | 2024 | 2025 | 2026 | 2027 | 2028 | 2029 | 2030 | 2031 | 2032 | 2033 | 2034 | 2035 | 2036 | 2037 | 2038 | 2039 | 2040 | 2041 | 2042 | 2043 | 2044 | 2045 | 2046
Option name | Unit | PV | FY2021/22 | FY2022/23 | FY2023/24 | FY2024/25 | FY2025/26 | FY2026/27 | FY2027/28 | FY2028/29 | FY2029/30 | FY2030/31 | FY2031/32 | FY2032/33 | FY2033/34 | FY2034/35 | FY2035/36 | FY2036/37 | FY2037/38 | FY2038/39 | FY2039/40 | FY2040/41 | FY2041/42 | FY2042/43 | FY2043/44 | FY2044/45 | FY2045/46
Option 1A | $ | 148432303.5856 | -142.162 | -855.1332 | -136.005 | -74.1691 | -153.1431 | -873.9988 | 5741869.0349 | 9845355.0503 | 360605.4983 | -468644.5038 | 5849620.2976 | 9310845.9094 | -1413336.9383 | -4940738.1759 | 443767575.7091 | -149175820.043 | 52732791.8937 | 1835310.7823 | -9644943.7424 | -5419395.4158 | -20756830.3583 | -51165303.8822 | 8585695.5161 | 64929385.4405 | -34576543.0749
Option 1B | $ | 216369328.0306 | 117.813 | 617.2153 | 53.9512 | -83.2536 | -45.116 | 502.8006 | 5670298.7102 | 12639128.8537 | 6149660.7896 | 1795477.2122 | -2279343.7649 | -9585402.4821 | 7033764.2347 | -6383951.2354 | 551710382.9674 | -223702247.9261 | 191809526.3886 | -10569893.7869 | -13254759.2603 | -10726850.156 | -34139538.347 | 11710241.407 | -17180223.7754 | 71811765.8898 | -25183951.5662
Option 1C | $ | 213885978.8667 | 199.9161 | 952.3972 | 123.8426 | 12.6116 | 82.5921 | 236.3415 | 2826321.8394 | 5517660.6022 | 10343234.0263 | 1929706.4313 | -2696186.7967 | -7785979.9604 | 7133819.1448 | -5103424.0644 | 551276256.9242 | -224392882.3137 | 192948602.7851 | -11328787.1823 | -13445220.5278 | -10354349.135 | -33490369.6891 | 11963436.4064 | -17227376.1844 | 71948609.5106 | -25197671.4263
Option 2B | $ | 388367986.9721 | -350.1752 | -1369.8726 | -201.0165 | -277.2036 | -401.7494 | -89.2535 | 13002098.1227 | 20407848.3181 | 207489105.8466 | 144795.7856 | 9309758.0258 | -15982079.9449 | 7562087.2666 | 1541738.7635 | 599166904.3305 | -210136026.6401 | 179885378.2461 | -2971476.4894 | -11383471.5974 | 6934845.2772 | -50106965.5148 | 58522269.787 | -3982650.738 | 61098564.7424 | -38113946.1507
Option 2C | $ | 387376961.1152 | -134.4088 | -384.2212 | -76.3464 | -217.2009 | -408.2789 | 697.3748 | 12299255.3806 | 19956270.3348 | 208912351.2005 | -727779.4463 | 8845298.3822 | -15812352.6828 | 7941105.3397 | 1098517.9742 | 597350830.1021 | -208835913.5391 | 179585939.0058 | -3347639.6479 | -11699820.9695 | 7120803.1254 | -49781727.4318 | 58503905.2141 | -3588010.7378 | 61172566.5782 | -38479149.436
Option 3B | $ | 388854869.1151 | -6.0594 | 128.6119 | -34.591 | -88.8924 | -175.2792 | 590.1214 | 13888021.4521 | 25238708.6968 | 185256523.511 | 659046.27 | 14310883.0002 | -16496738.2854 | 9794793.6655 | -392994.1095 | 611782094.2848 | -207593399.953 | 183173331.8636 | 9905.6313 | -10460732.4397 | 8177526.618 | -56499229.8515 | 54630219.193 | 2458061.6928 | 58409523.8211 | -38799589.271
Option 3C | $ | 388742638.893 | 44.5549 | 370.8089 | 35.3047 | -0.20968 | 12.281 | 340.3413 | 13107004.2101 | 22415524.2859 | 192702609.7098 | -482364.1964 | 12332140.6237 | -15255261.3257 | 7280759.6838 | -248011.1945 | 608957065.4569 | -205634069.1853 | 185984745.6256 | -533307.0947 | -11124447.172 | 7994218.9742 | -55571668.5076 | 52987272.9041 | 3000622.861 | 57977219.6335 | -39097193.28
Avoided fuel consumption from generation dispatch |  |  | 2022 | 2023 | 2024 | 2025 | 2026 | 2027 | 2028 | 2029 | 2030 | 2031 | 2032 | 2033 | 2034 | 2035 | 2036 | 2037 | 2038 | 2039 | 2040 | 2041 | 2042 | 2043 | 2044 | 2045 | 2046
Option name | Unit | PV | FY2021/22 | FY2022/23 | FY2023/24 | FY2024/25 | FY2025/26 | FY2026/27 | FY2027/28 | FY2028/29 | FY2029/30 | FY2030/31 | FY2031/32 | FY2032/33 | FY2033/34 | FY2034/35 | FY2035/36 | FY2036/37 | FY2037/38 | FY2038/39 | FY2039/40 | FY2040/41 | FY2041/42 | FY2042/43 | FY2043/44 | FY2044/45 | FY2045/46
Option 1A | $ | 200699206.0443 | 198005.1445 | 173350.7536 | -1102535.7998 | -1343224.9086 | 2148284.9821 | 9166809.267 | 24258237.681 | 25211940.2799 | 35429908.8251 | 22482825.5279 | 2121646.4341 | 7096995.8358 | 10617844.6241 | 6890511.9708 | -40848656.3928 | 18506237.1536 | 47165106.7838 | 31333095.0584 | 35386885.0073 | 26816977.4101 | 34127193.2788 | 84675758.1841 | 52931474.1318 | 31147016.016 | 82389132.1363
Option 1B | $ | 266188381.3705 | 156499.8352 | 130493.7776 | -1240939.4579 | -1392962.9615 | 2142364.4642 | 11152423.7201 | 31111419.0936 | 34699674.8152 | 39761941.21 | 24493087.7451 | 4253945.1386 | 6573205.0893 | 16715711.9083 | 6340200.9422 | -39222674.5456 | 25330706.3502 | 63549332.681 | 31407824.8458 | 34831943.7567 | 25924685.8679 | 70188521.4292 | 111852531.4755 | 90447965.6458 | 50272896.3514 | 98952102.613
Option 1C | $ | 283794233.4403 | 206041.9008 | 168257.8369 | -1190997.6315 | -1182220.0818 | 2333518.9511 | 14692985.1916 | 37104302.6247 | 38603885.7161 | 42821864.6556 | 29765081.5659 | 6997813.0051 | 7067208.6653 | 17124296.0877 | 7193746.1895 | -39192465.2421 | 25326020.6376 | 64401434.6017 | 31652338.7667 | 35511547.0679 | 26671897.1338 | 70319764.9606 | 112079033.7707 | 90734611.0534 | 50309946.2079 | 99048525.9652
Option 2B | $ | 407440519.133 | 413187.7696 | 486272.8912 | -819100.2903 | -1310037.1873 | -241363.2022 | 15624056.2864 | 35714641.3182 | 46078667.5122 | 58383307.928 | 34767243.412 | 11570278.8191 | 5498566.4539 | 22979151.6562 | 22777320.6967 | -1917028.1562 | 54273221.2213 | 83182160.8021 | 51699125.5143 | 46115099.8116 | 34061317.4152 | 107904808.1076 | 134969687.2587 | 103729343.6846 | 107402498.2346 | 156737071.4948
Option 2C | $ | 420747485.1367 | 440768.4567 | 522932.6845 | -724776.9309 | -1113328.5037 | -683578.9416 | 17055066.1935 | 40140628.4917 | 49634899.674 | 60717823.4069 | 40211861.3742 | 14073270.3178 | 6285270.628 | 23765590.5522 | 24171051.9644 | -1740129.3248 | 54205195.8443 | 83511414.4301 | 51501897.8473 | 46056461.171 | 33796016.0462 | 107979119.4972 | 135007781.6006 | 103686394.0593 | 107053467.5591 | 156734413.7095
Option 3B | $ | 406458092.3151 | 455566.3892 | 556581.2921 | -884153.6496 | -1591293.5748 | -793978.0397 | 15544940.3599 | 34474779.8633 | 44199217.4919 | 53589882.805 | 30965395.5218 | 10968921.546 | 4674223.4991 | 21159823.6508 | 21291194.2257 | -6604994.8719 | 53110796.2406 | 89264234.7035 | 57489056.7899 | 44405590.4259 | 34851270.5576 | 106219757.4251 | 152676890.4834 | 108766353.2943 | 110647138.5404 | 159615153.3609
Option 3C | $ | 429957818.2694 | 442656.9285 | 525890.9154 | -797487.3883 | -1217609.4049 | -675760.8375 | 16604348.4972 | 39873915.1301 | 50138452.362 | 59943112.3616 | 41025853.8237 | 14910551.2793 | 5900032.4825 | 23215395.1484 | 23496077.186 | -5717658.8805 | 52781449.7883 | 89882721.4782 | 57387414.9048 | 44918880.887 | 34825963.8391 | 106238207.3862 | 153177914.0323 | 108831469.9641 | 110645570.976 | 159818002.6216
Avoided voluntary load curtailment |  |  | 2022 | 2023 | 2024 | 2025 | 2026 | 2027 | 2028 | 2029 | 2030 | 2031 | 2032 | 2033 | 2034 | 2035 | 2036 | 2037 | 2038 | 2039 | 2040 | 2041 | 2042 | 2043 | 2044 | 2045 | 2046
Option name | Unit | PV | FY2021/22 | FY2022/23 | FY2023/24 | FY2024/25 | FY2025/26 | FY2026/27 | FY2027/28 | FY2028/29 | FY2029/30 | FY2030/31 | FY2031/32 | FY2032/33 | FY2033/34 | FY2034/35 | FY2035/36 | FY2036/37 | FY2037/38 | FY2038/39 | FY2039/40 | FY2040/41 | FY2041/42 | FY2042/43 | FY2043/44 | FY2044/45 | FY2045/46
Option 1A | $ | 33322619.1713 | -363.1113 | -357.7896 | -100817.2046 | 70386.9202 | -1194576.3281 | 4292722.3565 | 3844186.2318 | -7273463.4872 | 5402927.8737 | 188367.301 | -1295585.648 | 18034760.7696 | 1941346.5185 | -221926.1152 | 13224799.4764 | 1451122.6707 | 57662532.1745 | 310960.9064 | -8342057.3513 | -563187.0721 | -92305.4833 | 2013096.9817 | 4930614.2638 | -24161658.9746 | -494288.7888
Option 1B | $ | 39861241.5973 | 322.4395 | 345.6219 | -93653.8592 | 132959.4203 | -1637677.1363 | 4383462.0552 | 3867816.0864 | -7995293.3163 | 5398947.0233 | 1849364.0168 | -1670727.4736 | 18898394.0954 | 2700326.4168 | -2524720.755 | 18434716.5765 | 8970377.6677 | 49622551.0087 | 325291.9668 | 5576800.5079 | 2290082.1886 | -3166545.1548 | -10457.6405 | 1785011.767 | -27568969.2063 | 8396140.5424
Option 1C | $ | 41497548.4878 | 519.4407 | 545.5137 | -95191.8889 | -1251.6574 | -1642514.4155 | 4187991.5166 | 3964279.6939 | -6265838.122 | 5403397.7949 | 3334792.7329 | -1642756.9879 | 19035610.9743 | 2764376.9467 | -2671592.2932 | 18196873.2121 | 8784497.911 | 49662544.0726 | 316264.266 | 5670930.4623 | 2279951.2851 | -3161136.2011 | -34001.2778 | 1797292.3259 | -27660262.964 | 8393225.1161
Option 2B | $ | 26453068.9538 | -717.7152 | -707.1677 | -108264.9481 | 93020.6231 | -1296587.5851 | 3822056.4039 | 3867233.9482 | -7517654.8716 | 4780690.8388 | 878740.4338 | -2282267.9746 | 18567110.7741 | 3561242.5985 | -5339030.7241 | 24291883.9264 | 5861693.9894 | 27706840.3757 | 451010.7347 | 4398428.7753 | 12203670.7936 | -16121642.8832 | 2990109.3937 | -9307565.5047 | -32228250.2093 | 9052078.5746
Option 2C | $ | 28466225.5085 | -220.5192 | -188.5809 | -114250.9219 | 27477.6896 | -1425977.4149 | 3980029.0288 | 3753825.139 | -6263753.4216 | 5406886.6703 | 2478057.843 | -2193256.3956 | 18962432.0395 | 3514636.5254 | -5233158.7097 | 24253876.8544 | 5827028.4822 | 27714405.1395 | 447447.0067 | 4034167.5111 | 12209065.4879 | -16193694.4957 | 3009847.669 | -9329118.1621 | -32304708.1283 | 8973933.0845
Option 3B | $ | 29330939.3591 | 16.1424 | 45.2348 | -98977.4312 | 262597.9682 | -1216963.1687 | 4467262.978 | 3295839.2561 | -7568840.9307 | 3736698.1188 | 1126200.0411 | -2304616.3531 | 18604972.426 | 2121861.1312 | -5324313.0871 | 24798405.4525 | 6956975.6929 | 30014536.3733 | 392767.9215 | 7284098.4799 | 12405898.3788 | -16573831.6285 | 4050721.0061 | -7767545.7248 | -29490616.481 | 8963080.67
Option 3C | $ | 32243444.3536 | 115.417 | 139.3185 | -107379.9019 | 31392.1044 | -1980460.9966 | 4095276.4886 | 3755604.908 | -6391714.0518 | 5406258.1305 | 2570671.6139 | -2159810.9668 | 18990967.2594 | 2757874.6373 | -4981487.3678 | 24731290.6705 | 7033765.936 | 30825282.2259 | 392149.492 | 7293222.9537 | 12406489.5227 | -16534872.2543 | 4083521.3472 | -7671722.6806 | -29481217.2141 | 8923238.7344
Avoided costs for non RIT-T proponent parties |  |  | 2022 | 2023 | 2024 | 2025 | 2026 | 2027 | 2028 | 2029 | 2030 | 2031 | 2032 | 2033 | 2034 | 2035 | 2036 | 2037 | 2038 | 2039 | 2040 | 2041 | 2042 | 2043 | 2044 | 2045 | 2046
Option name | Unit | PV | FY2021/22 | FY2022/23 | FY2023/24 | FY2024/25 | FY2025/26 | FY2026/27 | FY2027/28 | FY2028/29 | FY2029/30 | FY2030/31 | FY2031/32 | FY2032/33 | FY2033/34 | FY2034/35 | FY2035/36 | FY2036/37 | FY2037/38 | FY2038/39 | FY2039/40 | FY2040/41 | FY2041/42 | FY2042/43 | FY2043/44 | FY2044/45 | FY2045/46
Option 1A | $ | 870324205.3967 | 2324.7718 | -3347.1868 | 63174949.5473 | 23618053.0906 | -30848259.3641 | 410824393.488 | 66270428.8121 | -231900837.6504 | -358698895.0782 | 769429733.7289 | 114623703.1036 | 410220938.1106 | -87314536.3356 | -31815247.7937 | 469475157.3817 | -35012625.1839 | 188613284.1911 | 41641895.5692 | 108024838.7812 | -37946945.0556 | -217852875.4095 | 21389323.8683 | -92785086.5735 | 23397178.4029 | -64529556.4942
Option 1B | $ | 1158746829.8068 | 31269.5109 | 26356.9453 | 66047962.4682 | 29179378.3443 | -45542587.0831 | 401545795.6816 | 2690567.2029 | -242240345.9822 | -223978781.8119 | 987908895.2529 | 187989248.7919 | 427426256.1461 | -95481424.1594 | 128772297.0592 | 261570961.022 | 304311370.8996 | 248279646.2051 | 72947978.593 | 179850416.13 | 6519275.6856 | -512960659.0453 | 129108311.3124 | -242156723.4964 | 58152116.9592 | -70865428.056
Option 1C | $ | 1169577830.9455 | 33071.7009 | 34823.3416 | 66344890.2404 | 17659667.9996 | -39042708.9255 | 411564923.4979 | 89195131.6282 | -269458421.9984 | -301930530.5234 | 985892326.9185 | 171228451.4935 | 495084560.5657 | -95800443.0212 | 129402154.5299 | 257750235.4626 | 300114853.9351 | 240214319.3721 | 65765416.073 | 172627852.2359 | 4700066.1052 | -507571029.1193 | 128054014.0857 | -242490980.3648 | 58981000.1904 | -71021371.981
Option 2B | $ | 1302210883.114 | -8485.8759 | -40458.5847 | 64903636.642 | 19947732.5378 | 6298539.7657 | 449659836.362 | 11223006.8625 | -217771048.6218 | -352848181.3331 | 1054665653.0335 | 178558714.9044 | 512466102.0435 | -269950408.1334 | 140591801.079 | 263149183.7874 | 368387186.1563 | 535716235.6977 | 106448174.8852 | 284063758.5798 | 9362588.0754 | -671000970.5414 | 260875484.4167 | -258997589.9129 | -76299483.3388 | -59795571.5026
Option 2C | $ | 1313007445.45 | 5812.7873 | -22383.9591 | 61839477.4227 | 15012667.9063 | 33479442.979 | 438369220.9147 | 89125811.7928 | -288352821.5294 | -381442139.3672 | 1042028154.0962 | 171522062.3177 | 553040145.5328 | -269615539.9107 | 140637744.1315 | 285966230.0419 | 365134277.9176 | 532113525.7382 | 103159997.6161 | 282679802.7645 | 9723466.7315 | -673927651.6697 | 261688401.6124 | -259731307.0507 | -75635609.1609 | -60207958.4667
Option 3B | $ | 1306810835.7079 | 5011.2936 | -12031.6614 | 70403760.9881 | 32596581.723 | -4954469.5594 | 385682104.8072 | -21406204.8637 | -164895476.6911 | -294757460.5729 | 1043446926.001 | 182295785.4089 | 504110655.8234 | -228649150.2409 | 133627069.5357 | 281593225.1752 | 284414776.7633 | 540697821.1173 | 119074817.7331 | 344560499.7742 | 22093157.5122 | -668044864.3732 | 167186103.1355 | -227352054.8225 | -69120051.7428 | -60536537.4644
Option 3C | $ | 1324140946.5891 | 6013.38 | -2547.0987 | 65421445.2191 | 15465783.9362 | 24417399.5599 | 460777504.1912 | 73129370.383 | -288743041.7683 | -367250358.7725 | 1016009074.3755 | 179473145.2419 | 582938207.6004 | -260133737.2004 | 137024803.3327 | 313289557.3055 | 289093211.3184 | 536659694.2856 | 110922594.4561 | 337938626.5329 | 23233893.3576 | -667371830.604 | 165812866.8291 | -227531576.5315 | -68409192.3777 | -60715026.4886
Competition benefits - cost savings |  |  | 2022 | 2023 | 2024 | 2025 | 2026 | 2027 | 2028 | 2029 | 2030 | 2031 | 2032 | 2033 | 2034 | 2035 | 2036 | 2037 | 2038 | 2039 | 2040 | 2041 | 2042 | 2043 | 2044 | 2045 | 2046
Option name | Unit | PV | FY2021/22 | FY2022/23 | FY2023/24 | FY2024/25 | FY2025/26 | FY2026/27 | FY2027/28 | FY2028/29 | FY2029/30 | FY2030/31 | FY2031/32 | FY2032/33 | FY2033/34 | FY2034/35 | FY2035/36 | FY2036/37 | FY2037/38 | FY2038/39 | FY2039/40 | FY2040/41 | FY2041/42 | FY2042/43 | FY2043/44 | FY2044/45 | FY2045/46
Option 1A | $ | 0 | 0 | 0 | 0 | 0 | 0 | 0 | 0 | 0 | 0 | 0 | 0 | 0 | 0 | 0 | 0 | 0 | 0 | 0 | 0 | 0 | 0 | 0 | 0 | 0 | 0
Option 1B | $ | 0 | 0 | 0 | 0 | 0 | 0 | 0 | 0 | 0 | 0 | 0 | 0 | 0 | 0 | 0 | 0 | 0 | 0 | 0 | 0 | 0 | 0 | 0 | 0 | 0 | 0
Option 1C | $ | 0 | 0 | 0 | 0 | 0 | 0 | 0 | 0 | 0 | 0 | 0 | 0 | 0 | 0 | 0 | 0 | 0 | 0 | 0 | 0 | 0 | 0 | 0 | 0 | 0 | 0
Option 2B | $ | 0 | 0 | 0 | 0 | 0 | 0 | 0 | 0 | 0 | 0 | 0 | 0 | 0 | 0 | 0 | 0 | 0 | 0 | 0 | 0 | 0 | 0 | 0 | 0 | 0 | 0
Option 2C | $ | 0 | 0 | 0 | 0 | 0 | 0 | 0 | 0 | 0 | 0 | 0 | 0 | 0 | 0 | 0 | 0 | 0 | 0 | 0 | 0 | 0 | 0 | 0 | 0 | 0 | 0
Option 3B | $ | 0 | 0 | 0 | 0 | 0 | 0 | 0 | 0 | 0 | 0 | 0 | 0 | 0 | 0 | 0 | 0 | 0 | 0 | 0 | 0 | 0 | 0 | 0 | 0 | 0 | 0
Option 3C | $ | 0 | 0 | 0 | 0 | 0 | 0 | 0 | 0 | 0 | 0 | 0 | 0 | 0 | 0 | 0 | 0 | 0 | 0 | 0 | 0 | 0 | 0 | 0 | 0 | 0 | 0
Competition benefits - demand response |  |  | 2022 | 2023 | 2024 | 2025 | 2026 | 2027 | 2028 | 2029 | 2030 | 2031 | 2032 | 2033 | 2034 | 2035 | 2036 | 2037 | 2038 | 2039 | 2040 | 2041 | 2042 | 2043 | 2044 | 2045 | 2046
Option name | Unit | PV | FY2021/22 | FY2022/23 | FY2023/24 | FY2024/25 | FY2025/26 | FY2026/27 | FY2027/28 | FY2028/29 | FY2029/30 | FY2030/31 | FY2031/32 | FY2032/33 | FY2033/34 | FY2034/35 | FY2035/36 | FY2036/37 | FY2037/38 | FY2038/39 | FY2039/40 | FY2040/41 | FY2041/42 | FY2042/43 | FY2043/44 | FY2044/45 | FY2045/46
Option 1A | $ | 0 | 0 | 0 | 0 | 0 | 0 | 0 | 0 | 0 | 0 | 0 | 0 | 0 | 0 | 0 | 0 | 0 | 0 | 0 | 0 | 0 | 0 | 0 | 0 | 0 | 0
Option 1B | $ | 0 | 0 | 0 | 0 | 0 | 0 | 0 | 0 | 0 | 0 | 0 | 0 | 0 | 0 | 0 | 0 | 0 | 0 | 0 | 0 | 0 | 0 | 0 | 0 | 0 | 0
Option 1C | $ | 0 | 0 | 0 | 0 | 0 | 0 | 0 | 0 | 0 | 0 | 0 | 0 | 0 | 0 | 0 | 0 | 0 | 0 | 0 | 0 | 0 | 0 | 0 | 0 | 0 | 0
Option 2B | $ | 0 | 0 | 0 | 0 | 0 | 0 | 0 | 0 | 0 | 0 | 0 | 0 | 0 | 0 | 0 | 0 | 0 | 0 | 0 | 0 | 0 | 0 | 0 | 0 | 0 | 0
Option 2C | $ | 0 | 0 | 0 | 0 | 0 | 0 | 0 | 0 | 0 | 0 | 0 | 0 | 0 | 0 | 0 | 0 | 0 | 0 | 0 | 0 | 0 | 0 | 0 | 0 | 0 | 0
Option 3B | $ | 0 | 0 | 0 | 0 | 0 | 0 | 0 | 0 | 0 | 0 | 0 | 0 | 0 | 0 | 0 | 0 | 0 | 0 | 0 | 0 | 0 | 0 | 0 | 0 | 0 | 0
Option 3C | $ | 0 | 0 | 0 | 0 | 0 | 0 | 0 | 0 | 0 | 0 | 0 | 0 | 0 | 0 | 0 | 0 | 0 | 0 | 0 | 0 | 0 | 0 | 0 | 0 | 0 | 0

## RIT-T charts
Output for PACR RIT-T assessment (with competition benefits) and outputs for some sensitivities
NPV results
Central |  |  |  | Fast |  |  |  | Step |  |  |  | Slow |  |  |  | Weighted
Option name | Core net benefits | Competition benefits | NPV | Option name | Core net benefits | Competition benefits | NPV | Option name | Core net benefits | Competition benefits | NPV | Option name | Core net benefits | Competition benefits | NPV | Option name | Core net benefits | Competition benefits | NPV
Option 2C | -32.6457 | 463.7655 | 431.1198 | Option 2C | 9.373 | 384.3019 | 393.6749 | Option 2C | 537.1622 | 631.1194 | 1168.2816 | Option 2C | -1412.6233 | 159.7642 | -1252.8591 | Option 2C | -44.0763 | 442.9971 | 398.9208
Option 3C | 48.6049 | 471.3482 | 519.9531 | Option 3C | 90.6487 | 396.4548 | 487.1035 | Option 3C | 633.579 | 637.1744 | 1270.7535 | Option 3C | -1339.8707 | 163.2691 | -1176.6015 | Option 3C | 39.3653 | 451.2375 | 490.6028
Cumulative gross benefits over time - Option 3C
Central |  |  |  | Fast |  |  |  | Step |  |  |  | Slow
For RIT-T |  |  |  | For RIT-T |  |  |  | For RIT-T |  |  |  | For RIT-T

## RIT-T Chart tables
Chart tables
Breakdown of annual gross market benefits
Central |  | 2022 | 2023 | 2024 | 2025 | 2026 | 2027 | 2028 | 2029 | 2030 | 2031 | 2032 | 2033 | 2034 | 2035 | 2036 | 2037 | 2038 | 2039 | 2040 | 2041 | 2042 | 2043 | 2044 | 2045 | 2046
Option 3C | Unit | FY2021/22 | FY2022/23 | FY2023/24 | FY2024/25 | FY2025/26 | FY2026/27 | FY2027/28 | FY2028/29 | FY2029/30 | FY2030/31 | FY2031/32 | FY2032/33 | FY2033/34 | FY2034/35 | FY2035/36 | FY2036/37 | FY2037/38 | FY2038/39 | FY2039/40 | FY2040/41 | FY2041/42 | FY2042/43 | FY2043/44 | FY2044/45 | FY2045/46
Avoided unserved energy | $, real | 232.6665 | 49.5169 | -1448944.2355 | -622413.3846 | -7509420.5892 | 6087732.9426 | 327.5225 | -10660297.5869 | 364.8208 | -7754998.6985 | -2956996.9346 | 432.3511 | 458.4031 | 486.1339 | 14376400.3402 | 544.9735 | -33601125.8841 | 610.5765 | -2315119.2455 | 687.0925 | 725.0984 | 5592266.996 | 817.5259 | -5179904.4863 | 912.3789
Avoided REZ transmission capex | $, real | 432.1666 | 2168.0526 | 309.77 | 233.9772 | 433.6755 | 488.5392 | 342.9654 | 1539.0406 | 245906467.353 | 64.9167 | 84.5306 | 363.6278 | 106.8182 | 230.536 | 274666317.1495 | 51.5145 | 260711706.7084 | 5988917.9387 | 8093176.8932 | 120.0033 | -13680465.4015 | -48120606.0601 | -11429055.29 | 135521710.0498 | -46434354.4397
Avoided fuel costs | $, real | 6968.5786 | 7539.0734 | -923204.1305 | -1127941.585 | 2194959.3963 | 17246073.6136 | 58583493.7674 | 54653595.8262 | 94962885.2829 | 40473966.9928 | 16256283.1634 | 13815499.9561 | 13479332.5249 | 33805243.9332 | -9544467.1474 | 55023729.1664 | 107954859.1206 | 69728755.3482 | 54103107.9971 | 43583179.5976 | 105644556.4852 | 177525613.2907 | 164287585.4393 | 73766184.6539 | 135959955.4676
Avoided voluntary load curtailment | $, real | 1054.9702 | 1083.3116 | -161163.8107 | 459886.303 | -2060348.8151 | 10094738.0627 | 6334125.3918 | -16185267.7373 | 8527636.7039 | 1009143.3482 | -1497237.9103 | 18930648.678 | 791589.4847 | -11459037.6027 | 23999976.6962 | 4115181.9317 | 67918932.1726 | -86597.3336 | -1516506.1637 | 22671177.7625 | -21816568.2659 | 5657013.175 | -30379638.7535 | -36329751.4608 | 5886166.3387
Avoided generation/storage costs (excl. fuel costs) | $, real | 19973.4427 | 42032.358 | 46039424.7405 | 1143810.1236 | 25398131.3642 | 109301187.0135 | 331071312.8058 | -50549934.7634 | -608705205.1931 | 1505392386.3256 | 40193751.2826 | 367019137.3397 | -20824480.1164 | 112506082.7527 | -66179611.5533 | 511600683.9821 | 448415588.1686 | 174320194.8042 | 214143354.8619 | -119779274.6241 | -430155862.6378 | 51467762.4392 | -251219069.9335 | 25147817.5845 | -56639348.6644
Competition benefits | $, real | 0 | 0 | 0 | 0 | 0 | 0 | 47617686.2548 | 55567870.0576 | 81271008.4563 | 76454401.571 | 61809910.4996 | 84831623.2942 | 64979528.8299 | 36728061.9822 | 57673373.1852 | 72498722.2084 | 146423043.401 | 22668445.3396 | 39780875.1791 | 39610826.4734 | 52336009.7248 | 20327489.2738 | 14957861.2776 | 57265511.4227 | 30474863.2907
Step |  | 2022 | 2023 | 2024 | 2025 | 2026 | 2027 | 2028 | 2029 | 2030 | 2031 | 2032 | 2033 | 2034 | 2035 | 2036 | 2037 | 2038 | 2039 | 2040 | 2041 | 2042 | 2043 | 2044 | 2045 | 2046
Option 3C | Unit | FY2021/22 | FY2022/23 | FY2023/24 | FY2024/25 | FY2025/26 | FY2026/27 | FY2027/28 | FY2028/29 | FY2029/30 | FY2030/31 | FY2031/32 | FY2032/33 | FY2033/34 | FY2034/35 | FY2035/36 | FY2036/37 | FY2037/38 | FY2038/39 | FY2039/40 | FY2040/41 | FY2041/42 | FY2042/43 | FY2043/44 | FY2044/45 | FY2045/46
Avoided unserved energy | $, real | -662.5286 | 172.7415 | 180.7828 | -455492.0887 | -10962479.4276 | -187.5493 | -198.6229 | -209.1085 | -221.0605 | -233.5315 | -249.2913 | -260.0605 | -277.0023 | -295.7277 | -311.9494 | -329.8776 | -351.308 | -371.9034 | -395.2781 | -419.2097 | -443.0783 | -472.0792 | -504.383 | -531.6835 | -563.9065
Avoided REZ transmission capex | $, real | -301.0062 | -1165.2165 | -221.7764 | -276.64 | -564.532 | 1119.0722 | 65534384.5457 | 112076703.2302 | 141841963.0315 | -2412004.6812 | -598404.0058 | -76276341.822 | 36403712.3055 | 13640655.0114 | 1749477770.9232 | -1062637478.6141 | -293044508.0797 | 12484704.5985 | -33649608.1638 | 50714606.9813 | -171199737.5138 | 400051140.6209 | 161089305.1161 | 1198209.2727 | -87554763.7894
Avoided fuel costs | $, real | 2279468.585 | 2783432.9141 | 1573404.2942 | 231345.0029 | -14433109.7348 | -14556837.5754 | -4867281.7937 | 5690967.5567 | -10164648.4015 | 23013919.3395 | -1139563.7932 | -18742250.7749 | 50313893.0905 | 32088099.924 | -49273430.027 | 61205939.7058 | 181574623.5762 | 110232381.5204 | 88660540.0473 | 60546554.3675 | 235297217.0059 | 111512901.1812 | -61913241.642 | 81095611.6344 | 212380431.9921
Avoided voluntary load curtailment | $, real | -724.3104 | -661.5296 | -786.5579 | -574557.1747 | -3771291.584 | -2830291.5778 | 1300430.7308 | 4872932.3642 | -1089.83 | 2561124.7617 | -8060733.3123 | 49574806.9209 | -565414.8044 | -1699614.4862 | 42646252.8432 | 19831723.9563 | -35039124.64 | 663815.083 | 12944471.0851 | 8148964.7806 | -3223125.8929 | -1487655.2576 | 29630597.582 | -38931316.2055 | 9827005.7666
Avoided generation/storage costs (excl. fuel costs) | $, real | -9302.0369 | -85566.5478 | 69434982.0609 | 62590271.6596 | 334537655.1725 | 1636894439.0625 | -590059379.2687 | -421444450.7408 | 259536826.902 | -239213232.81 | 812254634.3762 | -153192762.9668 | -728554098.8362 | 98881437.2977 | 2004268719.0446 | 262289696.463 | -717668201.4398 | 601275235.3657 | 849051627.8333 | 797179465.3275 | -2006113321.1418 | 1247534887.2933 | -375640221.4972 | -292119029.4727 | -105779392.0684
Competition benefits | $, real | 0 | 0 | 0 | 0 | 0 | 0 | 22340489.5025 | 23425829.3126 | 17147617.0222 | 24156055.0828 | 9809049.5444 | 69633250.6753 | 29371730.1477 | 11183661.5379 | 92749405.397 | 42211810.6428 | 238227921.2827 | 94678141.4503 | 173852570.0843 | 121836308.6819 | 183929166.6126 | 149115835.0508 | 255702870.8576 | 225666164.4231 | 102907479.0598
Slow |  | 2022 | 2023 | 2024 | 2025 | 2026 | 2027 | 2028 | 2029 | 2030 | 2031 | 2032 | 2033 | 2034 | 2035 | 2036 | 2037 | 2038 | 2039 | 2040 | 2041 | 2042 | 2043 | 2044 | 2045 | 2046
Option 3C | Unit | FY2021/22 | FY2022/23 | FY2023/24 | FY2024/25 | FY2025/26 | FY2026/27 | FY2027/28 | FY2028/29 | FY2029/30 | FY2030/31 | FY2031/32 | FY2032/33 | FY2033/34 | FY2034/35 | FY2035/36 | FY2036/37 | FY2037/38 | FY2038/39 | FY2039/40 | FY2040/41 | FY2041/42 | FY2042/43 | FY2043/44 | FY2044/45 | FY2045/46
Avoided unserved energy | $, real | -49.3204 | -52.1799 | -36.3222 | -58.4961 | -105.8101 | -65.4639 | -69.5235 | -73.1682 | -77.4502 | -81.8881 | -87.2036 | 15110632.4198 | -97.16 | -103.14 | 102049032.1456 | 6019269.7017 | 21835259.1361 | 4791298.9386 | 42212075.4438 | 7460554.834 | -2174882.3867 | 75345931.6657 | 4377574.5711 | 5973091.3109 | 12661146.724
Avoided REZ transmission capex | $, real | -111.7655 | -241.8168 | -23.7105 | 9.4787 | 59.0876 | -88.7694 | 8.315 | 4.9753 | 47.1593 | 98.571 | 124518185.1584 | -39.093 | -91.4945 | -55.4852 | -77.0517 | 94.7605 | 24.8417 | -162.7627 | -80.9523 | -212.7041 | -128.1375 | -81.2731 | -264.7858 | -9569898.153 | 1575294.2697
Avoided fuel costs | $, real | -905.9431 | -900.3084 | -934.644 | -4100.7659 | -647569.4976 | 28589632.4548 | 28701368.0934 | 17703197.4609 | 9822916.0767 | 15697363.1073 | 14155764.3623 | -1889461.2531 | -4609331.4664 | -3919624.1201 | 6814339.966 | 2528788.0791 | -2189622.6273 | -4154581.4593 | -6429134.1121 | -5276198.0927 | 81674.7937 | -9065815.3538 | -16816188.2319 | -21439632.9047 | -1022920.3713
Avoided voluntary load curtailment | $, real | -164.4741 | -172.0668 | -177.7913 | -191.6914 | -1149.0587 | 250640.2781 | -224.672 | -237.3509 | -249.4701 | -263.131 | -275.4823 | 12945165.4753 | -213.8195 | 15428.3241 | -909569.0693 | 8070669.1887 | -2677683.9701 | 4320296.3405 | 10755217.7303 | 7371781.7397 | -6323477.5166 | 4269628.6709 | -702810.9679 | -6498441.5974 | -511996.9373
Avoided generation/storage costs (excl. fuel costs) | $, real | -4476.857 | -6697.4707 | -1649.6845 | -4315.8337 | 87196.6924 | -6885218.2981 | 70383439.5443 | -6259782.6339 | 19488002.95 | -8317376.6539 | -105640034.5687 | 1322413327.3878 | -19092259.7328 | -19344854.5898 | 34445043.258 | -31877269.3675 | 103228649.9557 | -20500407.8347 | -162746730.8701 | 25632635.1256 | -49532663.072 | -63441061.1411 | -67409859.7899 | -67135418.7792 | 18853750.6535
Competition benefits | $, real | 0 | 0 | 0 | 0 | 0 | 0 | 14940315.8144 | 5015202.5842 | 1989190.7895 | 734163.4007 | 899379.6741 | 25292959.8813 | 1802176.0859 | 3549765.2947 | 44278059.6139 | 26521554.3138 | 73914893.1978 | 28263937.2404 | 40509289.1696 | 17124164.4066 | 54048484.0229 | 33096926.5895 | 33091410.0308 | 35223676.6842 | 13143438.5712
Fast |  | 2022 | 2023 | 2024 | 2025 | 2026 | 2027 | 2028 | 2029 | 2030 | 2031 | 2032 | 2033 | 2034 | 2035 | 2036 | 2037 | 2038 | 2039 | 2040 | 2041 | 2042 | 2043 | 2044 | 2045 | 2046
Option 3C | Unit | FY2021/22 | FY2022/23 | FY2023/24 | FY2024/25 | FY2025/26 | FY2026/27 | FY2027/28 | FY2028/29 | FY2029/30 | FY2030/31 | FY2031/32 | FY2032/33 | FY2033/34 | FY2034/35 | FY2035/36 | FY2036/37 | FY2037/38 | FY2038/39 | FY2039/40 | FY2040/41 | FY2041/42 | FY2042/43 | FY2043/44 | FY2044/45 | FY2045/46
Avoided unserved energy | $, real | -104.5893 | -74.1479 | -3630562.3768 | 1335855.0367 | -1060030.6003 | 9449384.4991 | 1738929.0799 | -248516.7344 | 7055632.848 | 8857763.8204 | -185.4213 | -194.8539 | -206.7662 | -219.2936 | -232.0903 | -245.3715 | -27625915.1854 | -275.086 | -291.4534 | -309.1425 | -325.8238 | -345.0962 | -367.6167 | -11665164.4393 | -409.3545
Avoided REZ transmission capex | $, real | -189.7798 | -797.2904 | -139.59 | -131.4015 | -180.6386 | -233.373 | -35.7223 | -1441.5797 | 219905418.1545 | 3.0534 | -103.0106 | -448.3437 | -54.517 | -9920762.8754 | 497316640.392 | 22977988.1856 | 467696540.2465 | -18085996.3788 | -25439294.0044 | -7162430.5098 | -52865073.4349 | -25915682.229 | -82151965.2254 | 14952945.2479 | -10566760.5774
Avoided fuel costs | $, real | -53112.0854 | -112404.22 | -2475977.1018 | -2707638.9829 | 4658781.0025 | 32527744.4046 | 48479457.2419 | 84561669.2469 | 76695321.0703 | 62212489.4933 | 24067914.4546 | 14370762.6011 | 27406055.5565 | 13161073.4666 | 24244599.9574 | 60926304.5754 | 35349384.5915 | 26216315.3578 | 20628143.6331 | 19370003.1194 | 56375913.0384 | 202572233.3839 | 190602343.1331 | 223546460.2601 | 210200753.5775
Avoided voluntary load curtailment | $, real | -484.2051 | -481.6451 | -142464.2898 | -125439.3757 | -1339827.4929 | 1994585.1708 | 3206303.5743 | -2973898.9822 | 6651487.8731 | 5516052.1178 | 170861.3601 | 697432.8551 | 8514477.2874 | -198307.5398 | 22310021.101 | 2047604.844 | 36444342.273 | -460014.0839 | 14118031.4303 | 3236824.2918 | -21770906.7256 | 5637614.2052 | -4585685.3294 | -21710697.4299 | 15515235.7977
Avoided generation/storage costs (excl. fuel costs) | $, real | 1106.9866 | -5256.6176 | 110396146.2639 | 8302123.7939 | -175527012.2985 | 301222211.3436 | 172247923.8664 | -612027331.5047 | -592081474.5687 | 1541755013.5755 | 38362404.3684 | 1115092575.0637 | -347279664.7109 | 247268560.7701 | -215122820.693 | 117275751.2325 | 1635014114.3686 | -256701632.5173 | 329152107.0283 | -302845177.9026 | -297111850.0443 | -326457031.6372 | -150583060.9322 | -44436572.1301 | -62629278.915
Competition benefits | $, real | 0 | 0 | 0 | 0 | 0 | 0 | 44216992.4801 | 51260660.4107 | 44207834.9439 | 27201453.932 | 59760032.5362 | 41521072.7047 | 38890261.8124 | 15285706.042 | 26497395.0314 | 55969334.6823 | 205352668.4379 | 24485960.7199 | 59383124.3725 | 25867251.6075 | 97511918.9021 | 52626058.6205 | 19753796.2939 | 38708494.735 | 31444964.3353
Breakdown of cumulative gross market benefits in real terms
Central |  | 2022 | 2023 | 2024 | 2025 | 2026 | 2027 | 2028 | 2029 | 2030 | 2031 | 2032 | 2033 | 2034 | 2035 | 2036 | 2037 | 2038 | 2039 | 2040 | 2041 | 2042 | 2043 | 2044 | 2045 | 2046
Option 3C | Unit | FY2021/22 | FY2022/23 | FY2023/24 | FY2024/25 | FY2025/26 | FY2026/27 | FY2027/28 | FY2028/29 | FY2029/30 | FY2030/31 | FY2031/32 | FY2032/33 | FY2033/34 | FY2034/35 | FY2035/36 | FY2036/37 | FY2037/38 | FY2038/39 | FY2039/40 | FY2040/41 | FY2041/42 | FY2042/43 | FY2043/44 | FY2044/45 | FY2045/46
Avoided unserved energy | $, real | 232.6665 | 282.1835 | -1448662.052 | -2071075.4366 | -9580496.0258 | -3492763.0832 | -3492435.5607 | -14152733.1476 | -14152368.3268 | -21907367.0253 | -24864363.96 | -24863931.6088 | -24863473.2058 | -24862987.0719 | -10486586.7317 | -10486041.7582 | -44087167.6423 | -44086557.0657 | -46401676.3113 | -46400989.2188 | -46400264.1204 | -40807997.1244 | -40807179.5985 | -45987084.0848 | -45986171.7058
Avoided REZ transmission capex | $, real | 432.1666 | 2600.2192 | 2909.9892 | 3143.9664 | 3577.6419 | 4066.1811 | 4409.1465 | 5948.1872 | 245912415.5402 | 245912480.4569 | 245912564.9874 | 245912928.6152 | 245913035.4334 | 245913265.9694 | 520579583.1189 | 520579634.6334 | 781291341.3418 | 787280259.2805 | 795373436.1738 | 795373556.177 | 781693090.7756 | 733572484.7155 | 722143429.4255 | 857665139.4753 | 811230785.0356
Avoided fuel costs | $, real | 6968.5786 | 14507.652 | -908696.4785 | -2036638.0636 | 158321.3328 | 17404394.9464 | 75987888.7138 | 130641484.54 | 225604369.8229 | 266078336.8157 | 282334619.9791 | 296150119.9352 | 309629452.4601 | 343434696.3933 | 333890229.2459 | 388913958.4123 | 496868817.533 | 566597572.8812 | 620700680.8783 | 664283860.4759 | 769928416.9611 | 947454030.2518 | 1111741615.6911 | 1185507800.345 | 1321467755.8126
Avoided voluntary load curtailment | $, real | 1054.9702 | 2138.2818 | -159025.529 | 300860.774 | -1759488.0411 | 8335250.0217 | 14669375.4135 | -1515892.3238 | 7011744.3801 | 8020887.7283 | 6523649.818 | 25454298.496 | 26245887.9807 | 14786850.3781 | 38786827.0742 | 42902009.0059 | 110820941.1785 | 110734343.8448 | 109217837.6812 | 131889015.4437 | 110072447.1778 | 115729460.3528 | 85349821.5993 | 49020070.1386 | 54906236.4772
Avoided generation/storage costs (excl. fuel costs) | $, real | 19973.4427 | 62005.8007 | 46101430.5412 | 47245240.6648 | 72643372.029 | 181944559.0425 | 513015871.8484 | 462465937.085 | -146239268.1081 | 1359153118.2174 | 1399346869.5 | 1766366006.8397 | 1745541526.7233 | 1858047609.476 | 1791867997.9227 | 2303468681.9048 | 2751884270.0733 | 2926204464.8775 | 3140347819.7394 | 3020568545.1153 | 2590412682.4775 | 2641880444.9167 | 2390661374.9833 | 2415809192.5678 | 2359169843.9034
Competition benefits | $, real | 0 | 0 | 0 | 0 | 0 | 0 | 47617686.2548 | 103185556.3123 | 184456564.7686 | 260910966.3396 | 322720876.8392 | 407552500.1334 | 472532028.9634 | 509260090.9456 | 566933464.1307 | 639432186.3391 | 785855229.7401 | 808523675.0797 | 848304550.2588 | 887915376.7321 | 940251386.4569 | 960578875.7307 | 975536737.0082 | 1032802248.4309 | 1063277111.7216
Step |  | 2022 | 2023 | 2024 | 2025 | 2026 | 2027 | 2028 | 2029 | 2030 | 2031 | 2032 | 2033 | 2034 | 2035 | 2036 | 2037 | 2038 | 2039 | 2040 | 2041 | 2042 | 2043 | 2044 | 2045 | 2046
Option 3C | Unit | FY2021/22 | FY2022/23 | FY2023/24 | FY2024/25 | FY2025/26 | FY2026/27 | FY2027/28 | FY2028/29 | FY2029/30 | FY2030/31 | FY2031/32 | FY2032/33 | FY2033/34 | FY2034/35 | FY2035/36 | FY2036/37 | FY2037/38 | FY2038/39 | FY2039/40 | FY2040/41 | FY2041/42 | FY2042/43 | FY2043/44 | FY2044/45 | FY2045/46
Avoided unserved energy | $, real | -662.5286 | -489.7871 | -309.0043 | -455801.093 | -11418280.5206 | -11418468.0698 | -11418666.6928 | -11418875.8012 | -11419096.8617 | -11419330.3932 | -11419579.6845 | -11419839.7449 | -11420116.7472 | -11420412.4749 | -11420724.4243 | -11421054.3019 | -11421405.6099 | -11421777.5133 | -11422172.7914 | -11422592.0011 | -11423035.0794 | -11423507.1586 | -11424011.5416 | -11424543.2251 | -11425107.1315
Avoided REZ transmission capex | $, real | -301.0062 | -1466.2227 | -1687.9991 | -1964.6391 | -2529.1711 | -1410.0989 | 65532974.4467 | 177609677.6769 | 319451640.7085 | 317039636.0273 | 316441232.0215 | 240164890.1994 | 276568602.5049 | 290209257.5163 | 2039687028.4396 | 977049549.8255 | 684005041.7458 | 696489746.3443 | 662840138.1805 | 713554745.1618 | 542355007.648 | 942406148.2688 | 1103495453.3849 | 1104693662.6577 | 1017138898.8682
Avoided fuel costs | $, real | 2279468.585 | 5062901.4991 | 6636305.7933 | 6867650.7962 | -7565458.9385 | -22122296.514 | -26989578.3077 | -21298610.751 | -31463259.1525 | -8449339.813 | -9588903.6062 | -28331154.3811 | 21982738.7094 | 54070838.6334 | 4797408.6064 | 66003348.3122 | 247577971.8884 | 357810353.4088 | 446470893.4561 | 507017447.8236 | 742314664.8296 | 853827566.0108 | 791914324.3688 | 873009936.0032 | 1085390367.9952
Avoided voluntary load curtailment | $, real | -724.3104 | -1385.84 | -2172.3979 | -576729.5726 | -4348021.1566 | -7178312.7343 | -5877882.0036 | -1004949.6394 | -1006039.4694 | 1555085.2923 | -6505648.02 | 43069158.9009 | 42503744.0965 | 40804129.6103 | 83450382.4535 | 103282106.4098 | 68242981.7698 | 68906796.8528 | 81851267.9379 | 90000232.7185 | 86777106.8256 | 85289451.568 | 114920049.1501 | 75988732.9446 | 85815738.7112
Avoided generation/storage costs (excl. fuel costs) | $, real | -9302.0369 | -94868.5847 | 69340113.4762 | 131930385.1359 | 466468040.3083 | 2103362479.3708 | 1513303100.1022 | 1091858649.3614 | 1351395476.2634 | 1112182243.4534 | 1924436877.8296 | 1771244114.8627 | 1042690016.0265 | 1141571453.3242 | 3145840172.3688 | 3408129868.8317 | 2690461667.3919 | 3291736902.7576 | 4140788530.5909 | 4937967995.9184 | 2931854674.7767 | 4179389562.0699 | 3803749340.5727 | 3511630311.1 | 3405850919.0316
Competition benefits | $, real | 0 | 0 | 0 | 0 | 0 | 0 | 22340489.5025 | 45766318.8151 | 62913935.8373 | 87069990.9202 | 96879040.4646 | 166512291.1398 | 195884021.2875 | 207067682.8254 | 299817088.2225 | 342028898.8653 | 580256820.148 | 674934961.5983 | 848787531.6826 | 970623840.3644 | 1154553006.9771 | 1303668842.0279 | 1559371712.8855 | 1785037877.3086 | 1887945356.3684
Slow |  | 2022 | 2023 | 2024 | 2025 | 2026 | 2027 | 2028 | 2029 | 2030 | 2031 | 2032 | 2033 | 2034 | 2035 | 2036 | 2037 | 2038 | 2039 | 2040 | 2041 | 2042 | 2043 | 2044 | 2045 | 2046
Option 3C | Unit | FY2021/22 | FY2022/23 | FY2023/24 | FY2024/25 | FY2025/26 | FY2026/27 | FY2027/28 | FY2028/29 | FY2029/30 | FY2030/31 | FY2031/32 | FY2032/33 | FY2033/34 | FY2034/35 | FY2035/36 | FY2036/37 | FY2037/38 | FY2038/39 | FY2039/40 | FY2040/41 | FY2041/42 | FY2042/43 | FY2043/44 | FY2044/45 | FY2045/46
Avoided unserved energy | $, real | -49.3204 | -101.5003 | -137.8225 | -196.3186 | -302.1287 | -367.5926 | -437.116 | -510.2842 | -587.7344 | -669.6225 | -756.8261 | 15109875.5937 | 15109778.4337 | 15109675.2937 | 117158707.4393 | 123177977.141 | 145013236.2772 | 149804535.2157 | 192016610.6596 | 199477165.4936 | 197302283.1069 | 272648214.7726 | 277025789.3437 | 282998880.6546 | 295660027.3786
Avoided REZ transmission capex | $, real | -111.7655 | -353.5824 | -377.2929 | -367.8142 | -308.7265 | -397.4959 | -389.1809 | -384.2056 | -337.0463 | -238.4752 | 124517946.6831 | 124517907.5901 | 124517816.0957 | 124517760.6105 | 124517683.5588 | 124517778.3193 | 124517803.1611 | 124517640.3984 | 124517559.4461 | 124517346.7419 | 124517218.6044 | 124517137.3313 | 124516872.5455 | 114946974.3925 | 116522268.6622
Avoided fuel costs | $, real | -905.9431 | -1806.2515 | -2740.8955 | -6841.6614 | -654411.159 | 27935221.2958 | 56636589.3892 | 74339786.8501 | 84162702.9268 | 99860066.0341 | 114015830.3964 | 112126369.1434 | 107517037.677 | 103597413.5569 | 110411753.5229 | 112940541.602 | 110750918.9747 | 106596337.5154 | 100167203.4033 | 94891005.3105 | 94972680.1042 | 85906864.7504 | 69090676.5185 | 47651043.6138 | 46628123.2425
Avoided voluntary load curtailment | $, real | -164.4741 | -336.5409 | -514.3322 | -706.0236 | -1855.0823 | 248785.1958 | 248560.5238 | 248323.1728 | 248073.7028 | 247810.5718 | 247535.0895 | 13192700.5647 | 13192486.7452 | 13207915.0693 | 12298346 | 20369015.1887 | 17691331.2186 | 22011627.5591 | 32766845.2894 | 40138627.0291 | 33815149.5125 | 38084778.1834 | 37381967.2155 | 30883525.6181 | 30371528.6808
Avoided generation/storage costs (excl. fuel costs) | $, real | -4476.857 | -11174.3277 | -12824.0122 | -17139.8459 | 70056.8465 | -6815161.4516 | 63568278.0927 | 57308495.4588 | 76796498.4088 | 68479121.7549 | -37160912.8138 | 1285252414.5741 | 1266160154.8413 | 1246815300.2515 | 1281260343.5095 | 1249383074.142 | 1352611724.0976 | 1332111316.2629 | 1169364585.3928 | 1194997220.5183 | 1145464557.4464 | 1082023496.3052 | 1014613636.5154 | 947478217.7362 | 966331968.3898
Competition benefits | $, real | 0 | 0 | 0 | 0 | 0 | 0 | 14940315.8144 | 19955518.3986 | 21944709.1881 | 22678872.5888 | 23578252.2629 | 48871212.1443 | 50673388.2301 | 54223153.5248 | 98501213.1387 | 125022767.4525 | 198937660.6503 | 227201597.8907 | 267710887.0603 | 284835051.4669 | 338883535.4898 | 371980462.0793 | 405071872.1101 | 440295548.7943 | 453438987.3655
Fast |  | 2022 | 2023 | 2024 | 2025 | 2026 | 2027 | 2028 | 2029 | 2030 | 2031 | 2032 | 2033 | 2034 | 2035 | 2036 | 2037 | 2038 | 2039 | 2040 | 2041 | 2042 | 2043 | 2044 | 2045 | 2046
Option 3C | Unit | FY2021/22 | FY2022/23 | FY2023/24 | FY2024/25 | FY2025/26 | FY2026/27 | FY2027/28 | FY2028/29 | FY2029/30 | FY2030/31 | FY2031/32 | FY2032/33 | FY2033/34 | FY2034/35 | FY2035/36 | FY2036/37 | FY2037/38 | FY2038/39 | FY2039/40 | FY2040/41 | FY2041/42 | FY2042/43 | FY2043/44 | FY2044/45 | FY2045/46
Avoided unserved energy | $, real | -104.5893 | -178.7372 | -3630741.114 | -2294886.0773 | -3354916.6776 | 6094467.8216 | 7833396.9015 | 7584880.1671 | 14640513.0151 | 23498276.8355 | 23498091.4142 | 23497896.5603 | 23497689.7942 | 23497470.5006 | 23497238.4103 | 23496993.0388 | -4128922.1466 | -4129197.2326 | -4129488.686 | -4129797.8285 | -4130123.6524 | -4130468.7486 | -4130836.3653 | -15796000.8046 | -15796410.1591
Avoided REZ transmission capex | $, real | -189.7798 | -987.0702 | -1126.6602 | -1258.0617 | -1438.7003 | -1672.0733 | -1707.7957 | -3149.3753 | 219902268.7792 | 219902271.8326 | 219902168.822 | 219901720.4783 | 219901665.9613 | 209980903.086 | 707297543.478 | 730275531.6636 | 1197972071.9101 | 1179886075.5313 | 1154446781.5269 | 1147284351.0171 | 1094419277.5822 | 1068503595.3532 | 986351630.1279 | 1001304575.3758 | 990737814.7984
Avoided fuel costs | $, real | -53112.0854 | -165516.3054 | -2641493.4072 | -5349132.3901 | -690351.3877 | 31837393.0169 | 80316850.2588 | 164878519.5056 | 241573840.5759 | 303786330.0692 | 327854244.5238 | 342225007.125 | 369631062.6815 | 382792136.1481 | 407036736.1055 | 467963040.6809 | 503312425.2724 | 529528740.6302 | 550156884.2633 | 569526887.3827 | 625902800.4212 | 828475033.8051 | 1019077376.9382 | 1242623837.1983 | 1452824590.7758
Avoided voluntary load curtailment | $, real | -484.2051 | -965.8502 | -143430.14 | -268869.5157 | -1608697.0085 | 385888.1623 | 3592191.7365 | 618292.7543 | 7269780.6275 | 12785832.7453 | 12956694.1053 | 13654126.9605 | 22168604.2479 | 21970296.7081 | 44280317.8091 | 46327922.653 | 82772264.926 | 82312250.8421 | 96430282.2725 | 99667106.5643 | 77896199.8387 | 83533814.0439 | 78948128.7145 | 57237431.2846 | 72752667.0823
Avoided generation/storage costs (excl. fuel costs) | $, real | 1106.9866 | -4149.631 | 110391996.6329 | 118694120.4268 | -56832891.8717 | 244389319.4719 | 416637243.3383 | -195390088.1664 | -787471562.7351 | 754283450.8404 | 792645855.2088 | 1907738430.2724 | 1560458765.5615 | 1807727326.3316 | 1592604505.6386 | 1709880256.8711 | 3344894371.2397 | 3088192738.7224 | 3417344845.7507 | 3114499667.848 | 2817387817.8037 | 2490930786.1665 | 2340347725.2343 | 2295911153.1043 | 2233281874.1892
Competition benefits | $, real | 0 | 0 | 0 | 0 | 0 | 0 | 44216992.4801 | 95477652.8908 | 139685487.8347 | 166886941.7667 | 226646974.3028 | 268168047.0076 | 307058308.82 | 322344014.8621 | 348841409.8935 | 404810744.5758 | 610163413.0137 | 634649373.7336 | 694032498.1061 | 719899749.7136 | 817411668.6156 | 870037727.2362 | 889791523.5301 | 928500018.2651 | 959944982.6003
Breakdown of cumulative gross market benefits in PV terms |  | 1.059 | 1.1215 | 1.1876 | 1.2577 | 1.3319 | 1.4105 | 1.4937 | 1.5819 | 1.6752 | 1.774 | 1.8787 | 1.9895 | 2.1069 | 2.2312 | 2.3629 | 2.5023 | 2.6499 | 2.8063 | 2.9718 | 3.1472 | 3.3328 | 3.5295 | 3.7377 | 3.9582 | 4.1918
Central |  | 2022 | 2023 | 2024 | 2025 | 2026 | 2027 | 2028 | 2029 | 2030 | 2031 | 2032 | 2033 | 2034 | 2035 | 2036 | 2037 | 2038 | 2039 | 2040 | 2041 | 2042 | 2043 | 2044 | 2045 | 2046
Option 3C | Unit | FY2021/22 | FY2022/23 | FY2023/24 | FY2024/25 | FY2025/26 | FY2026/27 | FY2027/28 | FY2028/29 | FY2029/30 | FY2030/31 | FY2031/32 | FY2032/33 | FY2033/34 | FY2034/35 | FY2035/36 | FY2036/37 | FY2037/38 | FY2038/39 | FY2039/40 | FY2040/41 | FY2041/42 | FY2042/43 | FY2043/44 | FY2044/45 | FY2045/46
Avoided unserved energy | $, PV | 219.704 | 263.8572 | -1219747.2683 | -1714621.7762 | -7352641.989 | -3036657.931 | -3036438.666 | -9775534.7355 | -9775316.9565 | -14146732.8626 | -15720698.7409 | -15720481.4282 | -15720263.8577 | -15720045.9802 | -9635744.065 | -9635526.274 | -22315621.2897 | -22315403.7128 | -23094426.4315 | -23094208.1102 | -23093990.5489 | -21509546.9813 | -21509328.2583 | -22817963.7936 | -22817746.1348
Avoided REZ transmission capex | $, PV | 408.0893 | 2341.2943 | 2602.1206 | 2788.1535 | 3113.754 | 3460.1108 | 3689.7143 | 4662.6461 | 146797988.3695 | 146798024.9624 | 146798069.9568 | 146798252.727 | 146798303.4259 | 146798406.7484 | 263041190.7502 | 263041211.3372 | 361426284.0333 | 363560415.0631 | 366283716.9745 | 366283755.1051 | 362179014.5728 | 348545118.9103 | 345487359.9236 | 379725158.3323 | 368647692.7488
Avoided fuel costs | $, PV | 6580.3386 | 13302.7649 | -764035.1634 | -1660849.9662 | -12889.8745 | 12213957.0455 | 51433592.0454 | 85983831.3623 | 142671717.2118 | 165486491.2659 | 174139471.1548 | 181083557.0547 | 187481213.368 | 202632190.147 | 198592832.7021 | 220582297.4963 | 261321345.2229 | 286168955.7567 | 304374303.2193 | 318222706.709 | 349920714.0718 | 400218619.4225 | 444172544.5742 | 462808612.2465 | 495243470.9969
Avoided voluntary load curtailment | $, PV | 996.1947 | 1962.1599 | -133737.7776 | 231913.1122 | -1314982.301 | 5841824.5036 | 10082303.6887 | -149500.1895 | 4941053.8158 | 5509897.9196 | 4712940.2512 | 14228053.7815 | 14603763.5917 | 9468003.7974 | 19625143.3262 | 21269718.3046 | 46900362.8338 | 46869504.1614 | 46359209.6023 | 53562897.3585 | 47016968.5901 | 48619756.537 | 40491909.4794 | 31313670.0203 | 32717884.7622
Avoided generation/storage costs (excl. fuel costs) | $, PV | 18860.6635 | 56339.9949 | 38821538.1416 | 39730969.8569 | 58799708.4233 | 136290325.2286 | 357931187.0511 | 325975149.811 | -37390085.8302 | 811184682.3158 | 832579223.6148 | 1017054083.3509 | 1007170221.0423 | 1057593671.6363 | 1029585496.5861 | 1234039563.9409 | 1403258663.4475 | 1465377086.2853 | 1537434946.2934 | 1499375499.0475 | 1370309845.7409 | 1384892083.1758 | 1317680284.0188 | 1324033553.2372 | 1310521565.3336
Competition benefits | $, PV | 0 | 0 | 0 | 0 | 0 | 0 | 31878403.8703 | 67006617.8477 | 115521167.8903 | 158617756.3121 | 191518260.5116 | 234157186.432 | 264998230.8299 | 281459168.5273 | 305867379.6665 | 334840481.3406 | 390096311.4345 | 398174136.6932 | 411560145.0356 | 424146347.1582 | 439849448.925 | 445608787.6061 | 449610652.4656 | 464078039.537 | 471348179.3577
Step |  | 2022 | 2023 | 2024 | 2025 | 2026 | 2027 | 2028 | 2029 | 2030 | 2031 | 2032 | 2033 | 2034 | 2035 | 2036 | 2037 | 2038 | 2039 | 2040 | 2041 | 2042 | 2043 | 2044 | 2045 | 2046
Option 3C | Unit | FY2021/22 | FY2022/23 | FY2023/24 | FY2024/25 | FY2025/26 | FY2026/27 | FY2027/28 | FY2028/29 | FY2029/30 | FY2030/31 | FY2031/32 | FY2032/33 | FY2033/34 | FY2034/35 | FY2035/36 | FY2036/37 | FY2037/38 | FY2038/39 | FY2039/40 | FY2040/41 | FY2041/42 | FY2042/43 | FY2043/44 | FY2044/45 | FY2045/46
Avoided unserved energy | $, PV | -625.6172 | -471.5874 | -319.3683 | -362476.4632 | -8593028.9888 | -8593161.9545 | -8593294.9257 | -8593427.1173 | -8593559.0789 | -8593690.7182 | -8593823.4123 | -8593954.1265 | -8594085.5993 | -8594218.1398 | -8594350.1613 | -8594481.9923 | -8594614.5658 | -8594747.0924 | -8594880.1009 | -8595013.3033 | -8595146.2463 | -8595279.9993 | -8595414.9433 | -8595549.2662 | -8595683.7927
Avoided REZ transmission capex | $, PV | -284.2362 | -1323.2342 | -1509.97 | -1729.9236 | -2153.7703 | -1360.3883 | 43871657.0188 | 114722931.4851 | 199395179.8592 | 198035556.7259 | 197717035.0949 | 159378251.0173 | 176656438.8971 | 182769965.1812 | 923174426.6813 | 498506201.1909 | 387919662.5402 | 392368545.5863 | 381045669.1143 | 397160058.812 | 345792617.6416 | 459138145.8355 | 502236394.8047 | 502539106.802 | 481651880.2163
Avoided fuel costs | $, PV | 2152472.6959 | 4634398.7509 | 5959205.2526 | 6143145.2952 | -4693132.0783 | -15013407.2124 | -18271885.038 | -14674239.0267 | -20742003.5704 | -7769285.3309 | -8375858.3394 | -17796277.4159 | 6084059.0313 | 20465438.9672 | -387793.9414 | 24072304.9422 | 92593326.7477 | 131874270.0337 | 161707970.8603 | 180946427.5892 | 251545928.0769 | 283140610.3598 | 266576181.698 | 287063933.8223 | 337729802.9698
Avoided voluntary load curtailment | $, PV | -683.957 | -1273.8284 | -1936.1101 | -458760.6356 | -3290219.8576 | -5296794.9562 | -4426201.2902 | -1345690.7252 | -1346341.2968 | 97339.3479 | -4193270.1684 | 20724519.1857 | 20456158.0049 | 19694417.6174 | 37742932.6635 | 45668404.1347 | 32445649.8962 | 32682198.1977 | 37037929.3664 | 39627234.5375 | 38660155.1944 | 38238661.4057 | 46166108.0526 | 36330617.0782 | 38674965.7718
Avoided generation/storage costs (excl. fuel costs) | $, PV | -8783.7931 | -85081.6062 | 58379177.0823 | 108144061.083 | 359312581.9329 | 1519811961.6194 | 1124787493.2076 | 858363913.7203 | 1013293852.6468 | 878451724.1671 | 1310802892.3428 | 1233803601.064 | 888012092.3681 | 932329191.9083 | 1780564891.8924 | 1885385305.4417 | 1614558041.6346 | 1828820476.0834 | 2114520881.6716 | 2367821879.7055 | 1765899765.2131 | 2119360826.5191 | 2018861070.9502 | 1945060995.3849 | 1919826067.7281
Competition benefits | $, PV | 0 | 0 | 0 | 0 | 0 | 0 | 14956189.6647 | 29765242.8791 | 40001475.2077 | 53618004.0459 | 58839216.5201 | 93838983.1382 | 107779601.8198 | 112791942.4082 | 152044841.0153 | 168914201.5274 | 258814542.5959 | 292552784.0584 | 351053054.4276 | 389766117.0793 | 444952946.1171 | 487201577.2788 | 555612984.1218 | 612624607.1476 | 637174405.9188
Slow |  | 2022 | 2023 | 2024 | 2025 | 2026 | 2027 | 2028 | 2029 | 2030 | 2031 | 2032 | 2033 | 2034 | 2035 | 2036 | 2037 | 2038 | 2039 | 2040 | 2041 | 2042 | 2043 | 2044 | 2045 | 2046
Option 3C | Unit | FY2021/22 | FY2022/23 | FY2023/24 | FY2024/25 | FY2025/26 | FY2026/27 | FY2027/28 | FY2028/29 | FY2029/30 | FY2030/31 | FY2031/32 | FY2032/33 | FY2033/34 | FY2034/35 | FY2035/36 | FY2036/37 | FY2037/38 | FY2038/39 | FY2039/40 | FY2040/41 | FY2041/42 | FY2042/43 | FY2043/44 | FY2044/45 | FY2045/46
Avoided unserved energy | $, PV | -46.5726 | -93.1003 | -123.6836 | -170.1932 | -249.6347 | -296.0462 | -342.5898 | -388.8444 | -435.0781 | -481.2376 | -527.6548 | 7594530.7838 | 7594484.669 | 7594438.4433 | 50783074.4741 | 53188591.5337 | 61428588.0592 | 63135951.5333 | 77340043.1099 | 79710608.4187 | 79058048.1714 | 100405629.9047 | 101576817.5178 | 103085841.3937 | 106106308.0024
Avoided REZ transmission capex | $, PV | -105.5388 | -321.1615 | -341.1258 | -333.5893 | -289.2268 | -352.1611 | -346.5944 | -343.4492 | -315.2975 | -259.734 | 66278934.6638 | 66278915.0145 | 66278871.5887 | 66278846.7211 | 66278814.1117 | 66278851.9814 | 66278861.356 | 66278803.3561 | 66278776.1161 | 66278708.5301 | 66278670.0832 | 66278647.0563 | 66278576.2149 | 63860865.8448 | 64236670.963
Avoided fuel costs | $, PV | -855.4704 | -1658.2556 | -2445.2259 | -5705.7029 | -491896.3315 | 19777126.4824 | 38991705.6792 | 50183095.737 | 56046863.9197 | 64895311.9259 | 72430216.6214 | 71480516.5535 | 69292802.9927 | 67536089.3259 | 70420017.2025 | 71430612.0363 | 70604311.66 | 69123840.3463 | 66960478.1158 | 65283984.5522 | 65308490.5778 | 62739894.9023 | 58240848.4472 | 52824403.8859 | 52580374.1078
Avoided voluntary load curtailment | $, PV | -155.3108 | -308.739 | -458.4392 | -610.8511 | -1473.5563 | 176221.4009 | 176070.9907 | 175920.9451 | 175772.0245 | 175623.7001 | 175477.065 | 6682106.6718 | 6682005.1873 | 6688919.9187 | 6303977.0471 | 9529307.2578 | 8518826.6186 | 10058349.8802 | 13677411.3919 | 16019769.3591 | 14122448.3466 | 15332151.9763 | 15144120.1138 | 13502373.317 | 13380230.3795
Avoided generation/storage costs (excl. fuel costs) | $, PV | -4227.4381 | -10199.4258 | -11588.4602 | -15019.9354 | 50446.7285 | -4830925.8104 | 42288367.2096 | 38331134.6652 | 49964455.2344 | 45276032.4485 | -10954600.6792 | 653730120.808 | 644668417.2119 | 635998358.7067 | 650576002.4634 | 637836697.0199 | 676792209.8292 | 669486957.5395 | 614723730.5537 | 622868411.0704 | 608006436.4359 | 590031833.0563 | 571996824.9711 | 555035934.1043 | 559533719.774
Competition benefits | $, PV | 0 | 0 | 0 | 0 | 0 | 0 | 10002027.7956 | 13172477.0018 | 14359920.0757 | 14773760.7084 | 15252487.2509 | 27965489.7941 | 28820851.3777 | 30411800.1564 | 49150919.5837 | 59749888.3142 | 87643235.4615 | 97714995.6872 | 111346110.647 | 116787254.2331 | 133004173.5094 | 142381446.1753 | 151234807.528 | 160133611.5726 | 163269134.6175
Fast |  | 2022 | 2023 | 2024 | 2025 | 2026 | 2027 | 2028 | 2029 | 2030 | 2031 | 2032 | 2033 | 2034 | 2035 | 2036 | 2037 | 2038 | 2039 | 2040 | 2041 | 2042 | 2043 | 2044 | 2045 | 2046
Option 3C | Unit | FY2021/22 | FY2022/23 | FY2023/24 | FY2024/25 | FY2025/26 | FY2026/27 | FY2027/28 | FY2028/29 | FY2029/30 | FY2030/31 | FY2031/32 | FY2032/33 | FY2033/34 | FY2034/35 | FY2035/36 | FY2036/37 | FY2037/38 | FY2038/39 | FY2039/40 | FY2040/41 | FY2041/42 | FY2042/43 | FY2043/44 | FY2044/45 | FY2045/46
Avoided unserved energy | $, PV | -98.7623 | -164.8784 | -3057098.5979 | -1994973.9389 | -2790837.4653 | 3908436.8361 | 5072590.0714 | 4915485.8129 | 9127330.3487 | 14120364.0245 | 14120265.3275 | 14120167.388 | 14120069.2512 | 14119970.9673 | 14119872.7433 | 14119774.684 | 3694551.7121 | 3694453.6862 | 3694355.614 | 3694257.385 | 3694159.6235 | 3694061.8483 | 3693963.4951 | 746911.3341 | 746813.6777
Avoided REZ transmission capex | $, PV | -179.2066 | -890.133 | -1007.6678 | -1112.1437 | -1247.7659 | -1413.219 | -1437.1339 | -2348.454 | 131269708.0436 | 131269709.7647 | 131269654.9337 | 131269429.5827 | 131269403.7074 | 126823074.3672 | 337294716.5019 | 346477548.5256 | 522972722.8037 | 516527838.0228 | 507967679.398 | 505691842.0547 | 489829997.9358 | 482487369.9753 | 460508220.9062 | 464285888.151 | 461765062.1798
Avoided fuel costs | $, PV | -50153.0551 | -150381.4317 | -2235154.2867 | -4387970.3127 | -890190.2714 | 22170812.5052 | 54626142.424 | 108083300.4636 | 153866403.9684 | 188934967.7045 | 201745963.7759 | 208969141.3856 | 221976797.6645 | 227875383.0696 | 238136050.7237 | 262484397.3334 | 275824234.722 | 285166331.686 | 292107569.1907 | 298262320.2041 | 315177570.417 | 372571874.4419 | 423566117.8682 | 480042225.191 | 530188106.2196
Avoided voluntary load curtailment | $, PV | -457.2286 | -886.701 | -120841.6407 | -220577.2037 | -1226510.271 | 187578.9936 | 2334089.0051 | 454086.0522 | 4424677.1327 | 7534021.0416 | 7624968.0248 | 7975518.7592 | 12016720.3003 | 11927841.9909 | 21369767.7094 | 22188064.3845 | 35941107.1963 | 35777182.7043 | 40527809.3724 | 41556299.0152 | 35024070.7146 | 36621362.398 | 35394496.2949 | 29909570.8047 | 33610914.1882
Avoided generation/storage costs (excl. fuel costs) | $, PV | 1045.3131 | -3641.8975 | 92949919.2878 | 99550852.893 | -32233594.5871 | 181322136.9677 | 296636200.1807 | -90267725.3947 | -443709461.5421 | 425362559.1927 | 445782301.5256 | 1006261375.9106 | 841433040.7305 | 952254907.0009 | 861211797.532 | 908079413.4135 | 1525086545.6677 | 1433611770.9305 | 1544369335.483 | 1448141335.2033 | 1358994729.6079 | 1266500443.4372 | 1226213062.1866 | 1214986739.8653 | 1200045783.1088
Competition benefits | $, PV | 0 | 0 | 0 | 0 | 0 | 0 | 29601756.3027 | 62007091.3581 | 88396861.356 | 103730051.3424 | 135539435.7198 | 156409175.9705 | 174867547.5961 | 181718359.7882 | 192932443.1138 | 215299805.9442 | 292793975.5298 | 301519466.3617 | 321501505.3357 | 329720734.4222 | 358978593.2855 | 373889007.9936 | 379173989.7008 | 388953187.7271 | 396454756.6495
Note on G82: Discount factor series used to convert real to PV

## RIT-T Central
NPV results |  |  |  | 1.059 | 1.1215 | 1.1876 | 1.2577 | 1.3319 | 1.4105 | 1.4937 | 1.5819 | 1.6752 | 1.774 | 1.8787 | 1.9895 | 2.1069 | 2.2312 | 2.3629 | 2.5023 | 2.6499 | 2.8063 | 2.9718 | 3.1472 | 3.3328 | 3.5295 | 3.7377 | 3.9582 | 4.1918
NPV results |  |  |  | 2022 | 2023 | 2024 | 2025 | 2026 | 2027 | 2028 | 2029 | 2030 | 2031 | 2032 | 2033 | 2034 | 2035 | 2036 | 2037 | 2038 | 2039 | 2040 | 2041 | 2042 | 2043 | 2044 | 2045 | 2046
Option |  | Unit | PV | FY2021/22 | FY2022/23 | FY2023/24 | FY2024/25 | FY2025/26 | FY2026/27 | FY2027/28 | FY2028/29 | FY2029/30 | FY2030/31 | FY2031/32 | FY2032/33 | FY2033/34 | FY2034/35 | FY2035/36 | FY2036/37 | FY2037/38 | FY2038/39 | FY2039/40 | FY2040/41 | FY2041/42 | FY2042/43 | FY2043/44 | FY2044/45 | FY2045/46
Option 2C |  | $ | -32645684.9652 | 32324.5125 | 59565.548 | 43508621.9549 | -1133288627.7628 | -1119239661.2914 | -1002457134.9109 | 377559578.6916 | -35604989.4589 | -242883812.4223 | 1511152825.3977 | 41431556.5159 | 392482520.0157 | -18271320.9827 | 132798609.6408 | 102119801.2342 | 720410342.1795 | 791684167.4798 | 227742156.4547 | 117278490.4867 | -48540640.5006 | -323786668.5556 | 245784062.6318 | -197302664.4746 | 178525148.6045 | 1993564697.0905
Option 3C |  | $ | 48604883.1766 | 28661.8245 | 52872.3127 | 43506422.3337 | -1105870725.477 | -1087700545.8794 | -974893761.3345 | 384089921.8581 | -34640045.8156 | -271207531.6275 | 1527220882.2898 | 40096203.5368 | 387866401.3578 | -18452673.4804 | 122953325.1582 | 225418934.8902 | 558840510.9732 | 839500279.6912 | 238052200.7391 | 260608333.7481 | -65423790.7632 | -371907295.3165 | 180222369.2459 | -140639041.6067 | 181026375.7462 | 1958626694.8598
Central calculation | bar: 2022 to 2046
Capital calculation |  |  |  | 2022 | 2023 | 2024 | 2025 | 2026 | 2027 | 2028 | 2029 | 2030 | 2031 | 2032 | 2033 | 2034 | 2035 | 2036 | 2037 | 2038 | 2039 | 2040 | 2041 | 2042 | 2043 | 2044 | 2045 | 2046
Option | Component | Unit | PV | FY2021/22 | FY2022/23 | FY2023/24 | FY2024/25 | FY2025/26 | FY2026/27 | FY2027/28 | FY2028/29 | FY2029/30 | FY2030/31 | FY2031/32 | FY2032/33 | FY2033/34 | FY2034/35 | FY2035/36 | FY2036/37 | FY2037/38 | FY2038/39 | FY2039/40 | FY2040/41 | FY2041/42 | FY2042/43 | FY2043/44 | FY2044/45 | FY2045/46
Option 2C | Lines | $ | -1194433264.5522 | 0 | 0 | 0 | -654327841.4622 | -654327841.4622 | -654327841.4622 | 0 | 0 | 0 | 0 | 0 | 0 | 0 | 0 | 0 | 0 | 0 | 0 | 0 | 0 | 0 | 0 | 0 | 0 | 1177790114.632
Option 2C | Substation | $ | -392545425.4094 | 0 | 0 | 0 | -206929144.9982 | -206929144.9982 | -206929144.9982 | 0 | 0 | 0 | 0 | 0 | 0 | 0 | 0 | 0 | 0 | 0 | 0 | 0 | 0 | 0 | 0 | 0 | 0 | 310393717.4972
Option 3C | Lines | $ | -1109820974.3147 | 0 | 0 | 0 | -607976003.4187 | -607976003.4187 | -607976003.4187 | 0 | 0 | 0 | 0 | 0 | 0 | 0 | 0 | 0 | 0 | 0 | 0 | 0 | 0 | 0 | 0 | 0 | 0 | 1094356806.1537
Option 3C | Substation | $ | -351583210.7222 | 0 | 0 | 0 | -185336036.2424 | -185336036.2424 | -185336036.2424 | 0 | 0 | 0 | 0 | 0 | 0 | 0 | 0 | 0 | 0 | 0 | 0 | 0 | 0 | 0 | 0 | 0 | 0 | 278004054.3636
Option 2C | BioCosts - Lines | $ | -486157373.1216 | 0 | 0 | 0 | -266324050.0798 | -266324050.0798 | -266324050.0798 | 0 | 0 | 0 | 0 | 0 | 0 | 0 | 0 | 0 | 0 | 0 | 0 | 0 | 0 | 0 | 0 | 0 | 0 | 479383290.1437
Option 2C | BioCosts - Substation | $ | -10559313.3781 | 0 | 0 | 0 | -5566310.4132 | -5566310.4132 | -5566310.4132 | 0 | 0 | 0 | 0 | 0 | 0 | 0 | 0 | 0 | 0 | 0 | 0 | 0 | 0 | 0 | 0 | 0 | 0 | 8349465.6198
Option 3C | BioCosts - Lines | $ | -552339005.116 | 0 | 0 | 0 | -302579306.604 | -302579306.604 | -302579306.604 | 0 | 0 | 0 | 0 | 0 | 0 | 0 | 0 | 0 | 0 | 0 | 0 | 0 | 0 | 0 | 0 | 0 | 0 | 544642751.8872
Option 3C | BioCosts - Substation | $ | -18653154.7532 | 0 | 0 | 0 | -9832954.6461 | -9832954.6461 | -9832954.6461 | 0 | 0 | 0 | 0 | 0 | 0 | 0 | 0 | 0 | 0 | 0 | 0 | 0 | 0 | 0 | 0 | 0 | 0 | 14749431.9692
Capital cost summary |  |  |  | 2022 | 2023 | 2024 | 2025 | 2026 | 2027 | 2028 | 2029 | 2030 | 2031 | 2032 | 2033 | 2034 | 2035 | 2036 | 2037 | 2038 | 2039 | 2040 | 2041 | 2042 | 2043 | 2044 | 2045 | 2046
Option |  | Unit | PV | FY2021/22 | FY2022/23 | FY2023/24 | FY2024/25 | FY2025/26 | FY2026/27 | FY2027/28 | FY2028/29 | FY2029/30 | FY2030/31 | FY2031/32 | FY2032/33 | FY2033/34 | FY2034/35 | FY2035/36 | FY2036/37 | FY2037/38 | FY2038/39 | FY2039/40 | FY2040/41 | FY2041/42 | FY2042/43 | FY2043/44 | FY2044/45 | FY2045/46
Option 2C |  | $ | -2083695376.4613 | 0 | 0 | 0 | -1133147346.9534 | -1133147346.9534 | -1133147346.9534 | 0 | 0 | 0 | 0 | 0 | 0 | 0 | 0 | 0 | 0 | 0 | 0 | 0 | 0 | 0 | 0 | 0 | 0 | 1975916587.8928
Option 3C |  | $ | -2032396344.906 | 0 | 0 | 0 | -1105724300.9112 | -1105724300.9112 | -1105724300.9112 | 0 | 0 | 0 | 0 | 0 | 0 | 0 | 0 | 0 | 0 | 0 | 0 | 0 | 0 | 0 | 0 | 0 | 0 | 1931753044.3737
Operating and maintenance costs |  |  |  | 2022 | 2023 | 2024 | 2025 | 2026 | 2027 | 2028 | 2029 | 2030 | 2031 | 2032 | 2033 | 2034 | 2035 | 2036 | 2037 | 2038 | 2039 | 2040 | 2041 | 2042 | 2043 | 2044 | 2045 | 2046
Option |  | Unit | PV | FY2021/22 | FY2022/23 | FY2023/24 | FY2024/25 | FY2025/26 | FY2026/27 | FY2027/28 | FY2028/29 | FY2029/30 | FY2030/31 | FY2031/32 | FY2032/33 | FY2033/34 | FY2034/35 | FY2035/36 | FY2036/37 | FY2037/38 | FY2038/39 | FY2039/40 | FY2040/41 | FY2041/42 | FY2042/43 | FY2043/44 | FY2044/45 | FY2045/46
Option 2C |  | $ | -112159991.2273 | 0 | 0 | 0 | 0 | 0 | -12918854.7969 | -12918854.7969 | -12918854.7969 | -12918854.7969 | -12918854.7969 | -12918854.7969 | -12918854.7969 | -12918854.7969 | -12918854.7969 | -12918854.7969 | -12918854.7969 | -12918854.7969 | -12918854.7969 | -12918854.7969 | -12918854.7969 | -12918854.7969 | -12918854.7969 | -12918854.7969 | -12918854.7969 | -12918854.7969
Option 3C |  | $ | -103311639.6241 | 0 | 0 | 0 | 0 | 0 | -11899680.5949 | -11899680.5949 | -11899680.5949 | -11899680.5949 | -11899680.5949 | -11899680.5949 | -11899680.5949 | -11899680.5949 | -11899680.5949 | -11899680.5949 | -11899680.5949 | -11899680.5949 | -11899680.5949 | -11899680.5949 | -11899680.5949 | -11899680.5949 | -11899680.5949 | -11899680.5949 | -11899680.5949 | -11899680.5949
Avoided involuntary load shedding |  |  |  | 2022 | 2023 | 2024 | 2025 | 2026 | 2027 | 2028 | 2029 | 2030 | 2031 | 2032 | 2033 | 2034 | 2035 | 2036 | 2037 | 2038 | 2039 | 2040 | 2041 | 2042 | 2043 | 2044 | 2045 | 2046
Option name |  | Unit | PV | FY2021/22 | FY2022/23 | FY2023/24 | FY2024/25 | FY2025/26 | FY2026/27 | FY2027/28 | FY2028/29 | FY2029/30 | FY2030/31 | FY2031/32 | FY2032/33 | FY2033/34 | FY2034/35 | FY2035/36 | FY2036/37 | FY2037/38 | FY2038/39 | FY2039/40 | FY2040/41 | FY2041/42 | FY2042/43 | FY2043/44 | FY2044/45 | FY2045/46
Option 2C |  | $ | -22773587.9678 | 264.827 | 62.7886 | -1448978.8343 | -622417.9987 | -5495909.6426 | 5885328.7682 | 372.8988 | -10855120.8301 | 415.3846 | -7081048.4477 | -3040594.9779 | 492.2942 | 521.9698 | 553.5569 | 14376471.7752 | 620.533 | -34449823.1911 | 695.2634 | -3231226.6591 | 782.4042 | 825.677 | 5592379.5019 | 930.9528 | -8774707.985 | 1038.9604
Option 3C |  | $ | -22817746.1348 | 232.6665 | 49.5169 | -1448944.2355 | -622413.3846 | -7509420.5892 | 6087732.9426 | 327.5225 | -10660297.5869 | 364.8208 | -7754998.6985 | -2956996.9346 | 432.3511 | 458.4031 | 486.1339 | 14376400.3402 | 544.9735 | -33601125.8841 | 610.5765 | -2315119.2455 | 687.0925 | 725.0984 | 5592266.996 | 817.5259 | -5179904.4863 | 912.3789
Avoided unrelated TNSP expenditure |  |  |  | 2022 | 2023 | 2024 | 2025 | 2026 | 2027 | 2028 | 2029 | 2030 | 2031 | 2032 | 2033 | 2034 | 2035 | 2036 | 2037 | 2038 | 2039 | 2040 | 2041 | 2042 | 2043 | 2044 | 2045 | 2046
Option name |  | Unit | PV | FY2021/22 | FY2022/23 | FY2023/24 | FY2024/25 | FY2025/26 | FY2026/27 | FY2027/28 | FY2028/29 | FY2029/30 | FY2030/31 | FY2031/32 | FY2032/33 | FY2033/34 | FY2034/35 | FY2035/36 | FY2036/37 | FY2037/38 | FY2038/39 | FY2039/40 | FY2040/41 | FY2041/42 | FY2042/43 | FY2043/44 | FY2044/45 | FY2045/46
Option 2C |  | $ | 375533418.482 | 489.1706 | 2419.1605 | 359.1815 | 256.711 | 494.6312 | 570.8407 | 380.5297 | 1706.7934 | 276423581.4931 | 88.6572 | 107.45 | 433.8301 | 138.8406 | 284.8525 | 230431669.1923 | 153.4541 | 270261110.2696 | 6413868.3122 | 8093437.9672 | 160.332 | -7515312.8608 | -40715867.0463 | -16424585.2129 | 139475488.6146 | -46336695.3399
Option 3C |  | $ | 368647692.7488 | 432.1666 | 2168.0526 | 309.77 | 233.9772 | 433.6755 | 488.5392 | 342.9654 | 1539.0406 | 245906467.353 | 64.9167 | 84.5306 | 363.6278 | 106.8182 | 230.536 | 274666317.1495 | 51.5145 | 260711706.7084 | 5988917.9387 | 8093176.8932 | 120.0033 | -13680465.4015 | -48120606.0601 | -11429055.29 | 135521710.0498 | -46434354.4397
Avoided fuel consumption from generation dispatch |  |  |  | 2022 | 2023 | 2024 | 2025 | 2026 | 2027 | 2028 | 2029 | 2030 | 2031 | 2032 | 2033 | 2034 | 2035 | 2036 | 2037 | 2038 | 2039 | 2040 | 2041 | 2042 | 2043 | 2044 | 2045 | 2046
Option name |  | Unit | PV | FY2021/22 | FY2022/23 | FY2023/24 | FY2024/25 | FY2025/26 | FY2026/27 | FY2027/28 | FY2028/29 | FY2029/30 | FY2030/31 | FY2031/32 | FY2032/33 | FY2033/34 | FY2034/35 | FY2035/36 | FY2036/37 | FY2037/38 | FY2038/39 | FY2039/40 | FY2040/41 | FY2041/42 | FY2042/43 | FY2043/44 | FY2044/45 | FY2045/46
Option 2C |  | $ | 485782339.5289 | 7710.1866 | 8307.9392 | -922411.0805 | -1127222.8306 | 2003620.092 | 17344161.3645 | 58805397.097 | 54527702.6325 | 95743046.2639 | 40963099.8563 | 15601271.9635 | 12416760.1514 | 12822911.6683 | 32797663.4207 | 1609472.9483 | 56957304.9841 | 99633059.2551 | 60413510.5318 | 64204997.4257 | 44595268.0242 | 105336075.5716 | 154371865.3162 | 160730564.059 | 66079195.107 | 129282176.5053
Option 3C |  | $ | 495243470.9969 | 6968.5786 | 7539.0734 | -923204.1305 | -1127941.585 | 2194959.3963 | 17246073.6136 | 58583493.7674 | 54653595.8262 | 94962885.2829 | 40473966.9928 | 16256283.1634 | 13815499.9561 | 13479332.5249 | 33805243.9332 | -9544467.1474 | 55023729.1664 | 107954859.1206 | 69728755.3482 | 54103107.9971 | 43583179.5976 | 105644556.4852 | 177525613.2907 | 164287585.4393 | 73766184.6539 | 135959955.4676
Avoided voluntary load curtailment |  |  |  | 2022 | 2023 | 2024 | 2025 | 2026 | 2027 | 2028 | 2029 | 2030 | 2031 | 2032 | 2033 | 2034 | 2035 | 2036 | 2037 | 2038 | 2039 | 2040 | 2041 | 2042 | 2043 | 2044 | 2045 | 2046
Option name |  | Unit | PV | FY2021/22 | FY2022/23 | FY2023/24 | FY2024/25 | FY2025/26 | FY2026/27 | FY2027/28 | FY2028/29 | FY2029/30 | FY2030/31 | FY2031/32 | FY2032/33 | FY2033/34 | FY2034/35 | FY2035/36 | FY2036/37 | FY2037/38 | FY2038/39 | FY2039/40 | FY2040/41 | FY2041/42 | FY2042/43 | FY2043/44 | FY2044/45 | FY2045/46
Option 2C |  | $ | 27685195.5479 | 1179.0098 | 1209.8531 | -161031.5537 | 460015.4848 | -1740116.5658 | 9483270.852 | 6334213.1043 | -15792172.4279 | 8530742.7759 | 1024069.1705 | -1516820.0902 | 18909786.2403 | 2193851.133 | -12455205.0298 | 23964296.5431 | 4094088.4863 | 61932083.3151 | 3436.8787 | -5866000.2614 | 22365920.3612 | -22861131.0861 | 4855100.291 | -30324466.4772 | -40721708.7488 | 6513481.6473
Option 3C |  | $ | 32717884.7622 | 1054.9702 | 1083.3116 | -161163.8107 | 459886.303 | -2060348.8151 | 10094738.0627 | 6334125.3918 | -16185267.7373 | 8527636.7039 | 1009143.3482 | -1497237.9103 | 18930648.678 | 791589.4847 | -11459037.6027 | 23999976.6962 | 4115181.9317 | 67918932.1726 | -86597.3336 | -1516506.1637 | 22671177.7625 | -21816568.2659 | 5657013.175 | -30379638.7535 | -36329751.4608 | 5886166.3387
Avoided costs for non RIT-T proponent parties |  |  |  | 2022 | 2023 | 2024 | 2025 | 2026 | 2027 | 2028 | 2029 | 2030 | 2031 | 2032 | 2033 | 2034 | 2035 | 2036 | 2037 | 2038 | 2039 | 2040 | 2041 | 2042 | 2043 | 2044 | 2045 | 2046
Option name |  | Unit | PV | FY2021/22 | FY2022/23 | FY2023/24 | FY2024/25 | FY2025/26 | FY2026/27 | FY2027/28 | FY2028/29 | FY2029/30 | FY2030/31 | FY2031/32 | FY2032/33 | FY2033/34 | FY2034/35 | FY2035/36 | FY2036/37 | FY2037/38 | FY2038/39 | FY2039/40 | FY2040/41 | FY2041/42 | FY2042/43 | FY2043/44 | FY2044/45 | FY2045/46
Option 2C |  | $ | 1296982317.1326 | 22681.3184 | 47565.8066 | 46040684.2418 | 1148087.8243 | 19139597.1472 | 110895735.014 | 325338069.8588 | -50568250.8299 | -610662743.5429 | 1489165470.9584 | 43306446.9674 | 374073902.2967 | -20369889.7975 | 125374167.6374 | -155343254.4278 | 672277029.5189 | 407226592.628 | 173829500.2655 | 66996136.8111 | -102583916.8253 | -385828271.0604 | 134599439.3659 | -298366252.9995 | 35385736.4136 | -58893037.7785
Option 3C |  | $ | 1310521565.3336 | 19973.4427 | 42032.358 | 46039424.7405 | 1143810.1236 | 25398131.3642 | 109301187.0135 | 331071312.8058 | -50549934.7634 | -608705205.1931 | 1505392386.3256 | 40193751.2826 | 367019137.3397 | -20824480.1164 | 112506082.7527 | -66179611.5533 | 511600683.9821 | 448415588.1686 | 174320194.8042 | 214143354.8619 | -119779274.6241 | -430155862.6378 | 51467762.4392 | -251219069.9335 | 25147817.5845 | -56639348.6644
Competition benefits - cost savings |  |  |  | 2022 | 2023 | 2024 | 2025 | 2026 | 2027 | 2028 | 2029 | 2030 | 2031 | 2032 | 2033 | 2034 | 2035 | 2036 | 2037 | 2038 | 2039 | 2040 | 2041 | 2042 | 2043 | 2044 | 2045 | 2046
Option name |  | Unit | PV | FY2021/22 | FY2022/23 | FY2023/24 | FY2024/25 | FY2025/26 | FY2026/27 | FY2027/28 | FY2028/29 | FY2029/30 | FY2030/31 | FY2031/32 | FY2032/33 | FY2033/34 | FY2034/35 | FY2035/36 | FY2036/37 | FY2037/38 | FY2038/39 | FY2039/40 | FY2040/41 | FY2041/42 | FY2042/43 | FY2043/44 | FY2044/45 | FY2045/46
Option 2C |  | $ | 271952910.7971 | 0 | 0 | 0 | 0 | 0 | 0 | 34799142.3785 | 40687525.8289 | 60679762.7066 | 51757724.9608 | 49442488.7623 | 72556876.4523 | 58934405.3485 | 32675686.9147 | 14651081.901 | 26786356.452 | 14736252.6399 | 19188994.9826 | 20428875.4654 | 17258105.1894 | 29333134.2344 | -7595909.7151 | 5578592.8144 | 7521659.3292 | 1799710.5454
Option 3C |  | $ | 278746997.1022 | 0 | 0 | 0 | 0 | 0 | 0 | 36089275.3954 | 41177589.5047 | 61781877.9094 | 53019783.8569 | 49481709.0534 | 74313310.4434 | 60660578.0946 | 34212209.6142 | 15037785.4311 | 29306965.0862 | 14265373.4276 | 20844420.9442 | 19238509.5341 | 18990985.1786 | 28423281.975 | -8902078.8849 | 7013923.6252 | 8836613.27 | 1938934.6711
Competition benefits - demand response |  |  |  | 2022 | 2023 | 2024 | 2025 | 2026 | 2027 | 2028 | 2029 | 2030 | 2031 | 2032 | 2033 | 2034 | 2035 | 2036 | 2037 | 2038 | 2039 | 2040 | 2041 | 2042 | 2043 | 2044 | 2045 | 2046
Option name |  | Unit | PV | FY2021/22 | FY2022/23 | FY2023/24 | FY2024/25 | FY2025/26 | FY2026/27 | FY2027/28 | FY2028/29 | FY2029/30 | FY2030/31 | FY2031/32 | FY2032/33 | FY2033/34 | FY2034/35 | FY2035/36 | FY2036/37 | FY2037/38 | FY2038/39 | FY2039/40 | FY2040/41 | FY2041/42 | FY2042/43 | FY2043/44 | FY2044/45 | FY2045/46
Option 2C |  | $ | 191812567.4151 | 0 | 0 | 0 | 0 | 0 | 0 | 11153284.8426 | 13830266.4844 | 19039172.4263 | 24391189.5748 | 12353722.3115 | 10724241.532 | 4195264.9143 | 2879892.6934 | 41218048.3056 | 43712072.823 | 130942241.1281 | 1759809.2885 | 19495574.8104 | 21101711.5634 | 21101291.0971 | 33243480.6856 | 7918200.7802 | 49023783.7059 | 28368052.9997
Option 3C |  | $ | 192601182.2555 | 0 | 0 | 0 | 0 | 0 | 0 | 11528410.8594 | 14390280.5529 | 19489130.547 | 23434617.7141 | 12328201.4462 | 10518312.8508 | 4318950.7353 | 2515852.368 | 42635587.754 | 43191757.1222 | 132157669.9733 | 1824024.3953 | 20542365.6449 | 20619841.2948 | 23912727.7498 | 29229568.1587 | 7943937.6524 | 48428898.1527 | 28535928.6196

## RIT-T Step
NPV results
NPV results |  |  |  | 2022 | 2023 | 2024 | 2025 | 2026 | 2027 | 2028 | 2029 | 2030 | 2031 | 2032 | 2033 | 2034 | 2035 | 2036 | 2037 | 2038 | 2039 | 2040 | 2041 | 2042 | 2043 | 2044 | 2045 | 2046
Option |  | Unit | PV | FY2021/22 | FY2022/23 | FY2023/24 | FY2024/25 | FY2025/26 | FY2026/27 | FY2027/28 | FY2028/29 | FY2029/30 | FY2030/31 | FY2031/32 | FY2032/33 | FY2033/34 | FY2034/35 | FY2035/36 | FY2036/37 | FY2037/38 | FY2038/39 | FY2039/40 | FY2040/41 | FY2041/42 | FY2042/43 | FY2043/44 | FY2044/45 | FY2045/46
Option 2C |  | $ | 537162189.4929 | 2268598.6047 | 2617105.8375 | 71617329.154 | -1071317399.0764 | -800132829.9586 | 383737528.1594 | -445044663.9143 | -325788218.5282 | 346107859.5102 | -144303813.8283 | 720631286.5975 | -357306113.6422 | -568635017.4343 | 134836787.5533 | 3775397113.3625 | -774723384.9537 | -771590034.5571 | 637889531.4095 | 873473718.8239 | 883914844.1023 | -1982541636.7819 | 1753758586.0497 | -258767893.5906 | -275316312.0145 | 1989394292.2045
Option 3C |  | $ | 633579048.3631 | 2268478.7029 | 2696212.3617 | 71007558.8037 | -1043933010.1521 | -800354091.0171 | 501884259.926 | -539991725.0038 | -310703737.2931 | 379313150.0466 | -227950107.5164 | 790556003.3787 | -210536489.2983 | -654301865.8418 | 131010601.4242 | 3735219320.2397 | -731210128.9615 | -876077242.4862 | 712756084.0693 | 905106954.9289 | 904689491.6523 | -1957139091.2157 | 1745711121.1636 | -258733745.4189 | -260656737.0495 | 1948726081.7731
Step calculation | bar: 2022 to 2046
Capital calculation |  |  |  | 2022 | 2023 | 2024 | 2025 | 2026 | 2027 | 2028 | 2029 | 2030 | 2031 | 2032 | 2033 | 2034 | 2035 | 2036 | 2037 | 2038 | 2039 | 2040 | 2041 | 2042 | 2043 | 2044 | 2045 | 2046
Option | Component | Unit | PV | FY2021/22 | FY2022/23 | FY2023/24 | FY2024/25 | FY2025/26 | FY2026/27 | FY2027/28 | FY2028/29 | FY2029/30 | FY2030/31 | FY2031/32 | FY2032/33 | FY2033/34 | FY2034/35 | FY2035/36 | FY2036/37 | FY2037/38 | FY2038/39 | FY2039/40 | FY2040/41 | FY2041/42 | FY2042/43 | FY2043/44 | FY2044/45 | FY2045/46
Option 2C | Lines | $ | -1194433264.5522 | 0 | 0 | 0 | -654327841.4622 | -654327841.4622 | -654327841.4622 | 0 | 0 | 0 | 0 | 0 | 0 | 0 | 0 | 0 | 0 | 0 | 0 | 0 | 0 | 0 | 0 | 0 | 0 | 1177790114.632
Option 2C | Substation | $ | -392545425.4094 | 0 | 0 | 0 | -206929144.9982 | -206929144.9982 | -206929144.9982 | 0 | 0 | 0 | 0 | 0 | 0 | 0 | 0 | 0 | 0 | 0 | 0 | 0 | 0 | 0 | 0 | 0 | 0 | 310393717.4972
Option 3C | Lines | $ | -1109820974.3147 | 0 | 0 | 0 | -607976003.4187 | -607976003.4187 | -607976003.4187 | 0 | 0 | 0 | 0 | 0 | 0 | 0 | 0 | 0 | 0 | 0 | 0 | 0 | 0 | 0 | 0 | 0 | 0 | 1094356806.1537
Option 3C | Substation | $ | -351583210.7222 | 0 | 0 | 0 | -185336036.2424 | -185336036.2424 | -185336036.2424 | 0 | 0 | 0 | 0 | 0 | 0 | 0 | 0 | 0 | 0 | 0 | 0 | 0 | 0 | 0 | 0 | 0 | 0 | 278004054.3636
Option 2C | BioCosts - Lines | $ | -486157373.1216 | 0 | 0 | 0 | -266324050.0798 | -266324050.0798 | -266324050.0798 | 0 | 0 | 0 | 0 | 0 | 0 | 0 | 0 | 0 | 0 | 0 | 0 | 0 | 0 | 0 | 0 | 0 | 0 | 479383290.1437
Option 2C | BioCosts - Substation | $ | -10559313.3781 | 0 | 0 | 0 | -5566310.4132 | -5566310.4132 | -5566310.4132 | 0 | 0 | 0 | 0 | 0 | 0 | 0 | 0 | 0 | 0 | 0 | 0 | 0 | 0 | 0 | 0 | 0 | 0 | 8349465.6198
Option 3C | BioCosts - Lines | $ | -552339005.116 | 0 | 0 | 0 | -302579306.604 | -302579306.604 | -302579306.604 | 0 | 0 | 0 | 0 | 0 | 0 | 0 | 0 | 0 | 0 | 0 | 0 | 0 | 0 | 0 | 0 | 0 | 0 | 544642751.8872
Option 3C | BioCosts - Substation | $ | -18653154.7532 | 0 | 0 | 0 | -9832954.6461 | -9832954.6461 | -9832954.6461 | 0 | 0 | 0 | 0 | 0 | 0 | 0 | 0 | 0 | 0 | 0 | 0 | 0 | 0 | 0 | 0 | 0 | 0 | 14749431.9692
Capital cost summary |  |  |  | 2022 | 2023 | 2024 | 2025 | 2026 | 2027 | 2028 | 2029 | 2030 | 2031 | 2032 | 2033 | 2034 | 2035 | 2036 | 2037 | 2038 | 2039 | 2040 | 2041 | 2042 | 2043 | 2044 | 2045 | 2046
Option |  | Unit | PV | FY2021/22 | FY2022/23 | FY2023/24 | FY2024/25 | FY2025/26 | FY2026/27 | FY2027/28 | FY2028/29 | FY2029/30 | FY2030/31 | FY2031/32 | FY2032/33 | FY2033/34 | FY2034/35 | FY2035/36 | FY2036/37 | FY2037/38 | FY2038/39 | FY2039/40 | FY2040/41 | FY2041/42 | FY2042/43 | FY2043/44 | FY2044/45 | FY2045/46
Option 2C |  | $ | -2083695376.4613 | 0 | 0 | 0 | -1133147346.9534 | -1133147346.9534 | -1133147346.9534 | 0 | 0 | 0 | 0 | 0 | 0 | 0 | 0 | 0 | 0 | 0 | 0 | 0 | 0 | 0 | 0 | 0 | 0 | 1975916587.8928
Option 3C |  | $ | -2032396344.906 | 0 | 0 | 0 | -1105724300.9112 | -1105724300.9112 | -1105724300.9112 | 0 | 0 | 0 | 0 | 0 | 0 | 0 | 0 | 0 | 0 | 0 | 0 | 0 | 0 | 0 | 0 | 0 | 0 | 1931753044.3737
Operating and maintenance costs |  |  |  | 2022 | 2023 | 2024 | 2025 | 2026 | 2027 | 2028 | 2029 | 2030 | 2031 | 2032 | 2033 | 2034 | 2035 | 2036 | 2037 | 2038 | 2039 | 2040 | 2041 | 2042 | 2043 | 2044 | 2045 | 2046
Option |  | Unit | PV | FY2021/22 | FY2022/23 | FY2023/24 | FY2024/25 | FY2025/26 | FY2026/27 | FY2027/28 | FY2028/29 | FY2029/30 | FY2030/31 | FY2031/32 | FY2032/33 | FY2033/34 | FY2034/35 | FY2035/36 | FY2036/37 | FY2037/38 | FY2038/39 | FY2039/40 | FY2040/41 | FY2041/42 | FY2042/43 | FY2043/44 | FY2044/45 | FY2045/46
Option 2C |  | $ | -112159991.2273 | 0 | 0 | 0 | 0 | 0 | -12918854.7969 | -12918854.7969 | -12918854.7969 | -12918854.7969 | -12918854.7969 | -12918854.7969 | -12918854.7969 | -12918854.7969 | -12918854.7969 | -12918854.7969 | -12918854.7969 | -12918854.7969 | -12918854.7969 | -12918854.7969 | -12918854.7969 | -12918854.7969 | -12918854.7969 | -12918854.7969 | -12918854.7969 | -12918854.7969
Option 3C |  | $ | -103311639.6241 | 0 | 0 | 0 | 0 | 0 | -11899680.5949 | -11899680.5949 | -11899680.5949 | -11899680.5949 | -11899680.5949 | -11899680.5949 | -11899680.5949 | -11899680.5949 | -11899680.5949 | -11899680.5949 | -11899680.5949 | -11899680.5949 | -11899680.5949 | -11899680.5949 | -11899680.5949 | -11899680.5949 | -11899680.5949 | -11899680.5949 | -11899680.5949 | -11899680.5949
Avoided involuntary load shedding |  |  |  | 2022 | 2023 | 2024 | 2025 | 2026 | 2027 | 2028 | 2029 | 2030 | 2031 | 2032 | 2033 | 2034 | 2035 | 2036 | 2037 | 2038 | 2039 | 2040 | 2041 | 2042 | 2043 | 2044 | 2045 | 2046
Option name |  | Unit | PV | FY2021/22 | FY2022/23 | FY2023/24 | FY2024/25 | FY2025/26 | FY2026/27 | FY2027/28 | FY2028/29 | FY2029/30 | FY2030/31 | FY2031/32 | FY2032/33 | FY2033/34 | FY2034/35 | FY2035/36 | FY2036/37 | FY2037/38 | FY2038/39 | FY2039/40 | FY2040/41 | FY2041/42 | FY2042/43 | FY2043/44 | FY2044/45 | FY2045/46
Option 2C |  | $ | -4533163.2751 | -1626.7654 | 289.3073 | 535.4096 | -453705.0898 | -5544650.1884 | -618.7426 | -655.359 | -688.8101 | -726.8194 | -768.3501 | -820.8289 | -854.9222 | -910.0731 | -970.7521 | -1027.2999 | -1085.8977 | -1151.7664 | -1219.0045 | -1296.6288 | -1375.2899 | -1451.1666 | -1543.2333 | -1645.8493 | -1736.4158 | -1840.3462
Option 3C |  | $ | -8595683.7927 | -662.5286 | 172.7415 | 180.7828 | -455492.0887 | -10962479.4276 | -187.5493 | -198.6229 | -209.1085 | -221.0605 | -233.5315 | -249.2913 | -260.0605 | -277.0023 | -295.7277 | -311.9494 | -329.8776 | -351.308 | -371.9034 | -395.2781 | -419.2097 | -443.0783 | -472.0792 | -504.383 | -531.6835 | -563.9065
Avoided unrelated TNSP expenditure |  |  |  | 2022 | 2023 | 2024 | 2025 | 2026 | 2027 | 2028 | 2029 | 2030 | 2031 | 2032 | 2033 | 2034 | 2035 | 2036 | 2037 | 2038 | 2039 | 2040 | 2041 | 2042 | 2043 | 2044 | 2045 | 2046
Option name |  | Unit | PV | FY2021/22 | FY2022/23 | FY2023/24 | FY2024/25 | FY2025/26 | FY2026/27 | FY2027/28 | FY2028/29 | FY2029/30 | FY2030/31 | FY2031/32 | FY2032/33 | FY2033/34 | FY2034/35 | FY2035/36 | FY2036/37 | FY2037/38 | FY2038/39 | FY2039/40 | FY2040/41 | FY2041/42 | FY2042/43 | FY2043/44 | FY2044/45 | FY2045/46
Option 2C |  | $ | 457822115.8863 | -1161.2205 | -4286.2988 | -710.7437 | -1231.327 | -2316.2526 | 3075.6997 | 61495672.5796 | 99781407.5494 | 152456137.2624 | -3639039.2509 | -18770095.1886 | -79060961.0683 | 39705533.6214 | 13638623.252 | 1786493998.5824 | -1081189966.5154 | -341098131.4091 | -815807.0514 | -40297013.1526 | 48273357.2975 | -155587017.6238 | 403383498.897 | 170298358.6122 | 3368158.999 | -89622138.108
Option 3C |  | $ | 481651880.2163 | -301.0062 | -1165.2165 | -221.7764 | -276.64 | -564.532 | 1119.0722 | 65534384.5457 | 112076703.2302 | 141841963.0315 | -2412004.6812 | -598404.0058 | -76276341.822 | 36403712.3055 | 13640655.0114 | 1749477770.9232 | -1062637478.6141 | -293044508.0797 | 12484704.5985 | -33649608.1638 | 50714606.9813 | -171199737.5138 | 400051140.6209 | 161089305.1161 | 1198209.2727 | -87554763.7894
Avoided fuel consumption from generation dispatch |  |  |  | 2022 | 2023 | 2024 | 2025 | 2026 | 2027 | 2028 | 2029 | 2030 | 2031 | 2032 | 2033 | 2034 | 2035 | 2036 | 2037 | 2038 | 2039 | 2040 | 2041 | 2042 | 2043 | 2044 | 2045 | 2046
Option name |  | Unit | PV | FY2021/22 | FY2022/23 | FY2023/24 | FY2024/25 | FY2025/26 | FY2026/27 | FY2027/28 | FY2028/29 | FY2029/30 | FY2030/31 | FY2031/32 | FY2032/33 | FY2033/34 | FY2034/35 | FY2035/36 | FY2036/37 | FY2037/38 | FY2038/39 | FY2039/40 | FY2040/41 | FY2041/42 | FY2042/43 | FY2043/44 | FY2044/45 | FY2045/46
Option 2C |  | $ | 334798905.7775 | 2285736.2926 | 2799566.146 | 1571792.4903 | 228665.2726 | -13169378.4184 | -11654640.3169 | -4097779.9772 | 4203884.8747 | -9391448.816 | 20593757.5261 | -2347025.6965 | -11689526.4238 | 53244006.2052 | 34707513.65 | -51708131.1842 | 64097218.8613 | 169836208.3098 | 104796008.0797 | 83851178.8767 | 55144203.6188 | 238409459.8854 | 105657815.4069 | -64254793.7324 | 81334703.9382 | 215627417.1189
Option 3C |  | $ | 337729802.9698 | 2279468.585 | 2783432.9141 | 1573404.2942 | 231345.0029 | -14433109.7348 | -14556837.5754 | -4867281.7937 | 5690967.5567 | -10164648.4015 | 23013919.3395 | -1139563.7932 | -18742250.7749 | 50313893.0905 | 32088099.924 | -49273430.027 | 61205939.7058 | 181574623.5762 | 110232381.5204 | 88660540.0473 | 60546554.3675 | 235297217.0059 | 111512901.1812 | -61913241.642 | 81095611.6344 | 212380431.9921
Avoided voluntary load curtailment |  |  |  | 2022 | 2023 | 2024 | 2025 | 2026 | 2027 | 2028 | 2029 | 2030 | 2031 | 2032 | 2033 | 2034 | 2035 | 2036 | 2037 | 2038 | 2039 | 2040 | 2041 | 2042 | 2043 | 2044 | 2045 | 2046
Option name |  | Unit | PV | FY2021/22 | FY2022/23 | FY2023/24 | FY2024/25 | FY2025/26 | FY2026/27 | FY2027/28 | FY2028/29 | FY2029/30 | FY2030/31 | FY2031/32 | FY2032/33 | FY2033/34 | FY2034/35 | FY2035/36 | FY2036/37 | FY2037/38 | FY2038/39 | FY2039/40 | FY2040/41 | FY2041/42 | FY2042/43 | FY2043/44 | FY2044/45 | FY2045/46
Option 2C |  | $ | 30779463.6205 | -2276.5597 | -2202.2681 | -2454.9239 | -577061.0316 | -1908794.4375 | -2811972.5314 | 1291923.8587 | 4742455.7515 | -3509.648 | 2367893.9618 | -8188069.9678 | 49795870.5934 | 638376.3049 | -964777.9221 | 40284582.3104 | 13787334.5887 | -44483143.705 | 659623.0133 | 12937017.4565 | 7790339.3839 | -10349072.029 | -4190490.6709 | 29635180.0713 | -38498329.7459 | 9173449.1884
Option 3C |  | $ | 38674965.7718 | -724.3104 | -661.5296 | -786.5579 | -574557.1747 | -3771291.584 | -2830291.5778 | 1300430.7308 | 4872932.3642 | -1089.83 | 2561124.7617 | -8060733.3123 | 49574806.9209 | -565414.8044 | -1699614.4862 | 42646252.8432 | 19831723.9563 | -35039124.64 | 663815.083 | 12944471.0851 | 8148964.7806 | -3223125.8929 | -1487655.2576 | 29630597.582 | -38931316.2055 | 9827005.7666
Avoided costs for non RIT-T proponent parties |  |  |  | 2022 | 2023 | 2024 | 2025 | 2026 | 2027 | 2028 | 2029 | 2030 | 2031 | 2032 | 2033 | 2034 | 2035 | 2036 | 2037 | 2038 | 2039 | 2040 | 2041 | 2042 | 2043 | 2044 | 2045 | 2046
Option name |  | Unit | PV | FY2021/22 | FY2022/23 | FY2023/24 | FY2024/25 | FY2025/26 | FY2026/27 | FY2027/28 | FY2028/29 | FY2029/30 | FY2030/31 | FY2031/32 | FY2032/33 | FY2033/34 | FY2034/35 | FY2035/36 | FY2036/37 | FY2037/38 | FY2038/39 | FY2039/40 | FY2040/41 | FY2041/42 | FY2042/43 | FY2043/44 | FY2044/45 | FY2045/46
Option 2C |  | $ | 1914150235.1723 | -12073.1423 | -176261.0489 | 70048166.9217 | 62633280.0527 | 353639656.2917 | 1544267885.8009 | -490814970.2195 | -421596423.0968 | 215966262.3281 | -150706802.9182 | 762856153.0762 | -303431787.0245 | -649303168.6958 | 100375254.1224 | 2013246545.7508 | 241501968.8063 | -542924961.1894 | 546169781.1693 | 829902687.0691 | 785627173.8888 | -2042094701.051 | 1261828160.4469 | -381526137.8955 | -308600253.9931 | -108780328.7444
Option 3C |  | $ | 1919826067.7281 | -9302.0369 | -85566.5478 | 69434982.0609 | 62590271.6596 | 334537655.1725 | 1636894439.0625 | -590059379.2687 | -421444450.7408 | 259536826.902 | -239213232.81 | 812254634.3762 | -153192762.9668 | -728554098.8362 | 98881437.2977 | 2004268719.0446 | 262289696.463 | -717668201.4398 | 601275235.3657 | 849051627.8333 | 797179465.3275 | -2006113321.1418 | 1247534887.2933 | -375640221.4972 | -292119029.4727 | -105779392.0684
Competition benefits - cost savings |  |  |  | 2022 | 2023 | 2024 | 2025 | 2026 | 2027 | 2028 | 2029 | 2030 | 2031 | 2032 | 2033 | 2034 | 2035 | 2036 | 2037 | 2038 | 2039 | 2040 | 2041 | 2042 | 2043 | 2044 | 2045 | 2046
Option name |  | Unit | PV | FY2021/22 | FY2022/23 | FY2023/24 | FY2024/25 | FY2025/26 | FY2026/27 | FY2027/28 | FY2028/29 | FY2029/30 | FY2030/31 | FY2031/32 | FY2032/33 | FY2033/34 | FY2034/35 | FY2035/36 | FY2036/37 | FY2037/38 | FY2038/39 | FY2039/40 | FY2040/41 | FY2041/42 | FY2042/43 | FY2043/44 | FY2044/45 | FY2045/46
Option 2C |  | $ | 46015181.6485 | 0 | 0 | 0 | 0 | 0 | 0 | 22758362.6804 | 18379075.6722 | 10188811.8192 | 19806117.5832 | 640247.2612 | 9964224.0364 | 20338910.5484 | 8503400.1925 | 3280585.8599 | 3294800.5706 | -7427366.7246 | -8215480.8297 | -15483201.2404 | 162186.9633 | -7918020.8219 | -7562957.0392 | -5401162.863 | -4239647.5771 | -7047458.5217
Option 3C |  | $ | 52885471.8844 | 0 | 0 | 0 | 0 | 0 | 0 | 23928716.8488 | 19070051.8663 | 11682682.4627 | 20525198.9997 | 1636226.458 | 12404888.6481 | 22381223.8189 | 11115164.0661 | 2366419.3901 | 4250962.1115 | -7239473.8868 | -7373009.4706 | -14986504.2559 | -236638.8382 | -6237045.3115 | -9136346.613 | -5411269.8795 | -4253819.8722 | -7059923.9854
Competition benefits - demand response |  |  |  | 2022 | 2023 | 2024 | 2025 | 2026 | 2027 | 2028 | 2029 | 2030 | 2031 | 2032 | 2033 | 2034 | 2035 | 2036 | 2037 | 2038 | 2039 | 2040 | 2041 | 2042 | 2043 | 2044 | 2045 | 2046
Option name |  | Unit | PV | FY2021/22 | FY2022/23 | FY2023/24 | FY2024/25 | FY2025/26 | FY2026/27 | FY2027/28 | FY2028/29 | FY2029/30 | FY2030/31 | FY2031/32 | FY2032/33 | FY2033/34 | FY2034/35 | FY2035/36 | FY2036/37 | FY2037/38 | FY2038/39 | FY2039/40 | FY2040/41 | FY2041/42 | FY2042/43 | FY2043/44 | FY2044/45 | FY2045/46
Option 2C |  | $ | 585104226.1381 | 0 | 0 | 0 | 0 | 0 | 0 | -1149091.827 | 4924418.2461 | 5289149.3762 | 4234667.849 | 7895137.4787 | 59438929.0377 | 6612983.2968 | -42233.913 | 92893576.0561 | 38616445.4846 | 239561266.4055 | 99427796.5878 | 191371926.0329 | 123635009.5633 | 189373421.4873 | 155625895.4154 | 264803817.0909 | 228485395.3707 | 110133642.272
Option 3C |  | $ | 584288934.0344 | 0 | 0 | 0 | 0 | 0 | 0 | -1588227.3463 | 4355777.4463 | 5464934.5595 | 3630856.0832 | 8172823.0864 | 57228362.0271 | 6990506.3289 | 68497.4718 | 90382986.007 | 37960848.5313 | 245467395.1695 | 102051150.9209 | 188839074.3403 | 122072947.5201 | 190166211.9241 | 158252181.6638 | 261114140.7371 | 229919984.2954 | 109967403.0452

## RIT-T Slow
NPV results
NPV results |  |  |  | 2022 | 2023 | 2024 | 2025 | 2026 | 2027 | 2028 | 2029 | 2030 | 2031 | 2032 | 2033 | 2034 | 2035 | 2036 | 2037 | 2038 | 2039 | 2040 | 2041 | 2042 | 2043 | 2044 | 2045 | 2046
Option |  | Unit | PV | FY2021/22 | FY2022/23 | FY2023/24 | FY2024/25 | FY2025/26 | FY2026/27 | FY2027/28 | FY2028/29 | FY2029/30 | FY2030/31 | FY2031/32 | FY2032/33 | FY2033/34 | FY2034/35 | FY2035/36 | FY2036/37 | FY2037/38 | FY2038/39 | FY2039/40 | FY2040/41 | FY2041/42 | FY2042/43 | FY2043/44 | FY2044/45 | FY2045/46
Option 2C |  | $ | -1412623348.2145 | 18227.4795 | 28144.9486 | 10384.3171 | -1133131397.6057 | -1133702731.6216 | -1124692955.9573 | 85510140.8503 | -2274669.9879 | 12441375.4046 | -6040498.5034 | 21183782.098 | 1335034568.9942 | -37321871.084 | -36493866.7179 | 88620021.7347 | -27061207.6032 | 126328526.3965 | -25788748.7353 | -129542184.8459 | 22847260.0239 | -78765133.7324 | 10849959.301 | -95567820.1376 | -116238873.5358 | 1992756782.0353
Option 3C |  | $ | -1339870681.3034 | -5708.3602 | -8063.8426 | -2822.1524 | -1105732958.2197 | -1106285869.4975 | -1095669081.3046 | 87184841.1624 | -456571.3117 | 17410958.6708 | -4519940.5896 | 21133871.6713 | 1336679944.3419 | -35601674.268 | -35148889.6059 | 130499088.6538 | -27158128.2325 | 108296946.7413 | -27443237.3726 | -128108333.3554 | 23288880.3075 | -69849156.9141 | -4791078.0263 | -92451229.7992 | -110569980.7183 | 1951408638.1174
Slow calculation | bar: 2022 to 2046
Capital calculation |  |  |  | 2022 | 2023 | 2024 | 2025 | 2026 | 2027 | 2028 | 2029 | 2030 | 2031 | 2032 | 2033 | 2034 | 2035 | 2036 | 2037 | 2038 | 2039 | 2040 | 2041 | 2042 | 2043 | 2044 | 2045 | 2046
Option | Component | Unit | PV | FY2021/22 | FY2022/23 | FY2023/24 | FY2024/25 | FY2025/26 | FY2026/27 | FY2027/28 | FY2028/29 | FY2029/30 | FY2030/31 | FY2031/32 | FY2032/33 | FY2033/34 | FY2034/35 | FY2035/36 | FY2036/37 | FY2037/38 | FY2038/39 | FY2039/40 | FY2040/41 | FY2041/42 | FY2042/43 | FY2043/44 | FY2044/45 | FY2045/46
Option 2C | Lines | $ | -1194433264.5522 | 0 | 0 | 0 | -654327841.4622 | -654327841.4622 | -654327841.4622 | 0 | 0 | 0 | 0 | 0 | 0 | 0 | 0 | 0 | 0 | 0 | 0 | 0 | 0 | 0 | 0 | 0 | 0 | 1177790114.632
Option 2C | Substation | $ | -392545425.4094 | 0 | 0 | 0 | -206929144.9982 | -206929144.9982 | -206929144.9982 | 0 | 0 | 0 | 0 | 0 | 0 | 0 | 0 | 0 | 0 | 0 | 0 | 0 | 0 | 0 | 0 | 0 | 0 | 310393717.4972
Option 3C | Lines | $ | -1109820974.3147 | 0 | 0 | 0 | -607976003.4187 | -607976003.4187 | -607976003.4187 | 0 | 0 | 0 | 0 | 0 | 0 | 0 | 0 | 0 | 0 | 0 | 0 | 0 | 0 | 0 | 0 | 0 | 0 | 1094356806.1537
Option 3C | Substation | $ | -351583210.7222 | 0 | 0 | 0 | -185336036.2424 | -185336036.2424 | -185336036.2424 | 0 | 0 | 0 | 0 | 0 | 0 | 0 | 0 | 0 | 0 | 0 | 0 | 0 | 0 | 0 | 0 | 0 | 0 | 278004054.3636
Option 2C | BioCosts - Lines | $ | -486157373.1216 | 0 | 0 | 0 | -266324050.0798 | -266324050.0798 | -266324050.0798 | 0 | 0 | 0 | 0 | 0 | 0 | 0 | 0 | 0 | 0 | 0 | 0 | 0 | 0 | 0 | 0 | 0 | 0 | 479383290.1437
Option 2C | BioCosts - Substation | $ | -10559313.3781 | 0 | 0 | 0 | -5566310.4132 | -5566310.4132 | -5566310.4132 | 0 | 0 | 0 | 0 | 0 | 0 | 0 | 0 | 0 | 0 | 0 | 0 | 0 | 0 | 0 | 0 | 0 | 0 | 8349465.6198
Option 3C | BioCosts - Lines | $ | -552339005.116 | 0 | 0 | 0 | -302579306.604 | -302579306.604 | -302579306.604 | 0 | 0 | 0 | 0 | 0 | 0 | 0 | 0 | 0 | 0 | 0 | 0 | 0 | 0 | 0 | 0 | 0 | 0 | 544642751.8872
Option 3C | BioCosts - Substation | $ | -18653154.7532 | 0 | 0 | 0 | -9832954.6461 | -9832954.6461 | -9832954.6461 | 0 | 0 | 0 | 0 | 0 | 0 | 0 | 0 | 0 | 0 | 0 | 0 | 0 | 0 | 0 | 0 | 0 | 0 | 14749431.9692
Capital cost summary |  |  |  | 2022 | 2023 | 2024 | 2025 | 2026 | 2027 | 2028 | 2029 | 2030 | 2031 | 2032 | 2033 | 2034 | 2035 | 2036 | 2037 | 2038 | 2039 | 2040 | 2041 | 2042 | 2043 | 2044 | 2045 | 2046
Option |  | Unit | PV | FY2021/22 | FY2022/23 | FY2023/24 | FY2024/25 | FY2025/26 | FY2026/27 | FY2027/28 | FY2028/29 | FY2029/30 | FY2030/31 | FY2031/32 | FY2032/33 | FY2033/34 | FY2034/35 | FY2035/36 | FY2036/37 | FY2037/38 | FY2038/39 | FY2039/40 | FY2040/41 | FY2041/42 | FY2042/43 | FY2043/44 | FY2044/45 | FY2045/46
Option 2C |  | $ | -2083695376.4613 | 0 | 0 | 0 | -1133147346.9534 | -1133147346.9534 | -1133147346.9534 | 0 | 0 | 0 | 0 | 0 | 0 | 0 | 0 | 0 | 0 | 0 | 0 | 0 | 0 | 0 | 0 | 0 | 0 | 1975916587.8928
Option 3C |  | $ | -2032396344.906 | 0 | 0 | 0 | -1105724300.9112 | -1105724300.9112 | -1105724300.9112 | 0 | 0 | 0 | 0 | 0 | 0 | 0 | 0 | 0 | 0 | 0 | 0 | 0 | 0 | 0 | 0 | 0 | 0 | 1931753044.3737
Operating and maintenance costs |  |  |  | 2022 | 2023 | 2024 | 2025 | 2026 | 2027 | 2028 | 2029 | 2030 | 2031 | 2032 | 2033 | 2034 | 2035 | 2036 | 2037 | 2038 | 2039 | 2040 | 2041 | 2042 | 2043 | 2044 | 2045 | 2046
Option |  | Unit | PV | FY2021/22 | FY2022/23 | FY2023/24 | FY2024/25 | FY2025/26 | FY2026/27 | FY2027/28 | FY2028/29 | FY2029/30 | FY2030/31 | FY2031/32 | FY2032/33 | FY2033/34 | FY2034/35 | FY2035/36 | FY2036/37 | FY2037/38 | FY2038/39 | FY2039/40 | FY2040/41 | FY2041/42 | FY2042/43 | FY2043/44 | FY2044/45 | FY2045/46
Option 2C |  | $ | -112159991.2273 | 0 | 0 | 0 | 0 | 0 | -12918854.7969 | -12918854.7969 | -12918854.7969 | -12918854.7969 | -12918854.7969 | -12918854.7969 | -12918854.7969 | -12918854.7969 | -12918854.7969 | -12918854.7969 | -12918854.7969 | -12918854.7969 | -12918854.7969 | -12918854.7969 | -12918854.7969 | -12918854.7969 | -12918854.7969 | -12918854.7969 | -12918854.7969 | -12918854.7969
Option 3C |  | $ | -103311639.6241 | 0 | 0 | 0 | 0 | 0 | -11899680.5949 | -11899680.5949 | -11899680.5949 | -11899680.5949 | -11899680.5949 | -11899680.5949 | -11899680.5949 | -11899680.5949 | -11899680.5949 | -11899680.5949 | -11899680.5949 | -11899680.5949 | -11899680.5949 | -11899680.5949 | -11899680.5949 | -11899680.5949 | -11899680.5949 | -11899680.5949 | -11899680.5949 | -11899680.5949
Avoided involuntary load shedding |  |  |  | 2022 | 2023 | 2024 | 2025 | 2026 | 2027 | 2028 | 2029 | 2030 | 2031 | 2032 | 2033 | 2034 | 2035 | 2036 | 2037 | 2038 | 2039 | 2040 | 2041 | 2042 | 2043 | 2044 | 2045 | 2046
Option name |  | Unit | PV | FY2021/22 | FY2022/23 | FY2023/24 | FY2024/25 | FY2025/26 | FY2026/27 | FY2027/28 | FY2028/29 | FY2029/30 | FY2030/31 | FY2031/32 | FY2032/33 | FY2033/34 | FY2034/35 | FY2035/36 | FY2036/37 | FY2037/38 | FY2038/39 | FY2039/40 | FY2040/41 | FY2041/42 | FY2042/43 | FY2043/44 | FY2044/45 | FY2045/46
Option 2C |  | $ | 106970552.4527 | 139.3291 | 147.4267 | 75.9193 | 165.2833 | -15.3411 | 184.9592 | 196.4112 | 206.719 | 218.8495 | 231.4173 | 246.4819 | 15110983.1062 | 274.6714 | 291.6073 | 102324585.9211 | 6018581.4454 | 21559299.049 | 7277551.3161 | 42273450.9319 | 7461122.0177 | -2101366.4459 | 75464142.1123 | 3954237.851 | 5973800.01 | 12663165.2892
Option 3C |  | $ | 106106308.0024 | -49.3204 | -52.1799 | -36.3222 | -58.4961 | -105.8101 | -65.4639 | -69.5235 | -73.1682 | -77.4502 | -81.8881 | -87.2036 | 15110632.4198 | -97.16 | -103.14 | 102049032.1456 | 6019269.7017 | 21835259.1361 | 4791298.9386 | 42212075.4438 | 7460554.834 | -2174882.3867 | 75345931.6657 | 4377574.5711 | 5973091.3109 | 12661146.724
Avoided unrelated TNSP expenditure |  |  |  | 2022 | 2023 | 2024 | 2025 | 2026 | 2027 | 2028 | 2029 | 2030 | 2031 | 2032 | 2033 | 2034 | 2035 | 2036 | 2037 | 2038 | 2039 | 2040 | 2041 | 2042 | 2043 | 2044 | 2045 | 2046
Option name |  | Unit | PV | FY2021/22 | FY2022/23 | FY2023/24 | FY2024/25 | FY2025/26 | FY2026/27 | FY2027/28 | FY2028/29 | FY2029/30 | FY2030/31 | FY2031/32 | FY2032/33 | FY2033/34 | FY2034/35 | FY2035/36 | FY2036/37 | FY2037/38 | FY2038/39 | FY2039/40 | FY2040/41 | FY2041/42 | FY2042/43 | FY2043/44 | FY2044/45 | FY2045/46
Option 2C |  | $ | 65086662.5713 | 338.2679 | 1324.8895 | 177.1082 | 144.332 | 190.597 | 58.4035 | 137.3386 | 119.9208 | 182.5422 | 454.5934 | 125993812.6919 | 72.4794 | 40.156 | 155.5413 | 89.1824 | 349.1998 | 324.8698 | 155.6658 | 39.6966 | 40.7262 | 138.8866 | 109.4225 | 138.1886 | -9719686.0901 | 1988863.9701
Option 3C |  | $ | 64236670.963 | -111.7655 | -241.8168 | -23.7105 | 9.4787 | 59.0876 | -88.7694 | 8.315 | 4.9753 | 47.1593 | 98.571 | 124518185.1584 | -39.093 | -91.4945 | -55.4852 | -77.0517 | 94.7605 | 24.8417 | -162.7627 | -80.9523 | -212.7041 | -128.1375 | -81.2731 | -264.7858 | -9569898.153 | 1575294.2697
Avoided fuel consumption from generation dispatch |  |  |  | 2022 | 2023 | 2024 | 2025 | 2026 | 2027 | 2028 | 2029 | 2030 | 2031 | 2032 | 2033 | 2034 | 2035 | 2036 | 2037 | 2038 | 2039 | 2040 | 2041 | 2042 | 2043 | 2044 | 2045 | 2046
Option name |  | Unit | PV | FY2021/22 | FY2022/23 | FY2023/24 | FY2024/25 | FY2025/26 | FY2026/27 | FY2027/28 | FY2028/29 | FY2029/30 | FY2030/31 | FY2031/32 | FY2032/33 | FY2033/34 | FY2034/35 | FY2035/36 | FY2036/37 | FY2037/38 | FY2038/39 | FY2039/40 | FY2040/41 | FY2041/42 | FY2042/43 | FY2043/44 | FY2044/45 | FY2045/46
Option 2C |  | $ | 50591301.1059 | 3600.7809 | 3648.2755 | 3946.6883 | 1202.5838 | -645881.9046 | 28135065.7277 | 28096843.5827 | 17005314.9838 | 9849556.1195 | 15206191.4455 | 13426145.8713 | -2307504.971 | -5144193.1564 | -4040012.4117 | 6760217.5377 | 2902996.4697 | -2182565.3829 | -4135969.159 | -6238927.9282 | -5001615.9796 | 924715.2889 | -8944051.2137 | -17128059.4026 | -20737947.9073 | -2448212.8015
Option 3C |  | $ | 52580374.1078 | -905.9431 | -900.3084 | -934.644 | -4100.7659 | -647569.4976 | 28589632.4548 | 28701368.0934 | 17703197.4609 | 9822916.0767 | 15697363.1073 | 14155764.3623 | -1889461.2531 | -4609331.4664 | -3919624.1201 | 6814339.966 | 2528788.0791 | -2189622.6273 | -4154581.4593 | -6429134.1121 | -5276198.0927 | 81674.7937 | -9065815.3538 | -16816188.2319 | -21439632.9047 | -1022920.3713
Avoided voluntary load curtailment |  |  |  | 2022 | 2023 | 2024 | 2025 | 2026 | 2027 | 2028 | 2029 | 2030 | 2031 | 2032 | 2033 | 2034 | 2035 | 2036 | 2037 | 2038 | 2039 | 2040 | 2041 | 2042 | 2043 | 2044 | 2045 | 2046
Option name |  | Unit | PV | FY2021/22 | FY2022/23 | FY2023/24 | FY2024/25 | FY2025/26 | FY2026/27 | FY2027/28 | FY2028/29 | FY2029/30 | FY2030/31 | FY2031/32 | FY2032/33 | FY2033/34 | FY2034/35 | FY2035/36 | FY2036/37 | FY2037/38 | FY2038/39 | FY2039/40 | FY2040/41 | FY2041/42 | FY2042/43 | FY2043/44 | FY2044/45 | FY2045/46
Option 2C |  | $ | 13183304.8451 | 593.0277 | 623.5973 | 641.4401 | 698.4441 | -270.479 | 251545.5039 | 821.1725 | 871.8562 | 919.1792 | 969.3591 | 1022.7903 | 12946541.2258 | 1138.8209 | 16966.2663 | -847643.3997 | 8765034.9943 | -3285173.1707 | 4307023.943 | 10451347.0139 | 7373510.5036 | -6375586.699 | 4268319.005 | -692242.3465 | -6495675.4687 | -1191480.3352
Option 3C |  | $ | 13380230.3795 | -164.4741 | -172.0668 | -177.7913 | -191.6914 | -1149.0587 | 250640.2781 | -224.672 | -237.3509 | -249.4701 | -263.131 | -275.4823 | 12945165.4753 | -213.8195 | 15428.3241 | -909569.0693 | 8070669.1887 | -2677683.9701 | 4320296.3405 | 10755217.7303 | 7371781.7397 | -6323477.5166 | 4269628.6709 | -702810.9679 | -6498441.5974 | -511996.9373
Avoided costs for non RIT-T proponent parties |  |  |  | 2022 | 2023 | 2024 | 2025 | 2026 | 2027 | 2028 | 2029 | 2030 | 2031 | 2032 | 2033 | 2034 | 2035 | 2036 | 2037 | 2038 | 2039 | 2040 | 2041 | 2042 | 2043 | 2044 | 2045 | 2046
Option name |  | Unit | PV | FY2021/22 | FY2022/23 | FY2023/24 | FY2024/25 | FY2025/26 | FY2026/27 | FY2027/28 | FY2028/29 | FY2029/30 | FY2030/31 | FY2031/32 | FY2032/33 | FY2033/34 | FY2034/35 | FY2035/36 | FY2036/37 | FY2037/38 | FY2038/39 | FY2039/40 | FY2040/41 | FY2041/42 | FY2042/43 | FY2043/44 | FY2044/45 | FY2045/46
Option 2C |  | $ | 547400198.4992 | 13556.0739 | 22400.7594 | 5543.1613 | 13738.7046 | 90592.4596 | -7013608.8013 | 70330997.1424 | -6362328.6708 | 15509353.5111 | -8329490.5217 | -105318590.9405 | 1322203331.9507 | -19260276.7791 | -19552412.9243 | -6698372.7099 | -31829314.9155 | 123155495.8282 | -20318655.7044 | -163109239.7631 | 25933057.5529 | -58294179.9661 | -47019705.2282 | -68783039.6312 | -72340509.2828 | 18746712.8169
Option 3C |  | $ | 559533719.774 | -4476.857 | -6697.4707 | -1649.6845 | -4315.8337 | 87196.6924 | -6885218.2981 | 70383439.5443 | -6259782.6339 | 19488002.95 | -8317376.6539 | -105640034.5687 | 1322413327.3878 | -19092259.7328 | -19344854.5898 | 34445043.258 | -31877269.3675 | 103228649.9557 | -20500407.8347 | -162746730.8701 | 25632635.1256 | -49532663.072 | -63441061.1411 | -67409859.7899 | -67135418.7792 | 18853750.6535
Competition benefits - cost savings |  |  |  | 2022 | 2023 | 2024 | 2025 | 2026 | 2027 | 2028 | 2029 | 2030 | 2031 | 2032 | 2033 | 2034 | 2035 | 2036 | 2037 | 2038 | 2039 | 2040 | 2041 | 2042 | 2043 | 2044 | 2045 | 2046
Option name |  | Unit | PV | FY2021/22 | FY2022/23 | FY2023/24 | FY2024/25 | FY2025/26 | FY2026/27 | FY2027/28 | FY2028/29 | FY2029/30 | FY2030/31 | FY2031/32 | FY2032/33 | FY2033/34 | FY2034/35 | FY2035/36 | FY2036/37 | FY2037/38 | FY2038/39 | FY2039/40 | FY2040/41 | FY2041/42 | FY2042/43 | FY2043/44 | FY2044/45 | FY2045/46
Option 2C |  | $ | 77633926.4102 | 0 | 0 | 0 | 0 | 0 | 0 | 13994701.1563 | 4310696.9814 | 1717872.5682 | 991010.9168 | 683859.6546 | 1802578.7744 | 1867934.699 | 2836912.1454 | 12479975.9802 | 9662106.4129 | 18264135.3022 | 21520529.4581 | 21883611.0802 | 15860555.2572 | 22843289.6775 | 20220126.2347 | 19022660.0949 | 24431540.1421 | 2412853.1341
Option 3C |  | $ | 80977180.6492 | 0 | 0 | 0 | 0 | 0 | 0 | 14353020.4919 | 4460072.8858 | 1960021.8902 | 817789.9084 | 885929.2743 | 1716006.0782 | 1889891.8739 | 3163701.6994 | 12480004.9133 | 9976305.5445 | 19181165.6572 | 21378030.7637 | 23717182.4072 | 16704704.5739 | 23920017.6752 | 21403526.1049 | 20403070.8527 | 25993860.8582 | 2465927.4748
Competition benefits - demand response |  |  |  | 2022 | 2023 | 2024 | 2025 | 2026 | 2027 | 2028 | 2029 | 2030 | 2031 | 2032 | 2033 | 2034 | 2035 | 2036 | 2037 | 2038 | 2039 | 2040 | 2041 | 2042 | 2043 | 2044 | 2045 | 2046
Option name |  | Unit | PV | FY2021/22 | FY2022/23 | FY2023/24 | FY2024/25 | FY2025/26 | FY2026/27 | FY2027/28 | FY2028/29 | FY2029/30 | FY2030/31 | FY2031/32 | FY2032/33 | FY2033/34 | FY2034/35 | FY2035/36 | FY2036/37 | FY2037/38 | FY2038/39 | FY2039/40 | FY2040/41 | FY2041/42 | FY2042/43 | FY2043/44 | FY2044/45 | FY2045/46
Option 2C |  | $ | 82130276.9364 | 0 | 0 | 0 | 0 | 0 | 0 | 599421.5513 | 619858.8302 | 53661.2917 | -82662.4627 | 18021.5494 | 23475578.6564 | -85312.1912 | 432149.8931 | 31539385.8262 | 16544525.8093 | 55442573.4913 | 5844507.0163 | 17592951.503 | 292307.4478 | 31715932.3817 | 10667403.8906 | 11671578.4624 | 9028172.5111 | 10352584.3291
Option 3C |  | $ | 82291953.9683 | 0 | 0 | 0 | 0 | 0 | 0 | 587295.3225 | 555129.6984 | 29168.8993 | -83626.5077 | 13450.3999 | 23576953.8031 | -87715.788 | 386063.5954 | 31798054.7005 | 16545248.7693 | 54733727.5406 | 6885906.4767 | 16792106.7624 | 419459.8327 | 30128466.3477 | 11693400.4846 | 12688339.1781 | 9229815.826 | 10677511.0964

## RIT-T Fast
NPV results
NPV results |  |  |  | 2022 | 2023 | 2024 | 2025 | 2026 | 2027 | 2028 | 2029 | 2030 | 2031 | 2032 | 2033 | 2034 | 2035 | 2036 | 2037 | 2038 | 2039 | 2040 | 2041 | 2042 | 2043 | 2044 | 2045 | 2046
Option |  | Unit | PV | FY2021/22 | FY2022/23 | FY2023/24 | FY2024/25 | FY2025/26 | FY2026/27 | FY2027/28 | FY2028/29 | FY2029/30 | FY2030/31 | FY2031/32 | FY2032/33 | FY2033/34 | FY2034/35 | FY2035/36 | FY2036/37 | FY2037/38 | FY2038/39 | FY2039/40 | FY2040/41 | FY2041/42 | FY2042/43 | FY2043/44 | FY2044/45 | FY2045/46
Option 2C |  | $ | 9373013.3806 | -75070.7932 | -166811.2423 | 92555661.938 | -1127782301.6629 | -1281006486.013 | -815760168.138 | 207854718.9151 | -542446002.8261 | -301761555.3991 | 1645889051.2472 | 50982535.0026 | 1106774642.7072 | -408484756.5977 | 237725986.7804 | 347017648.5653 | 245000401.0417 | 2071135595.6771 | -255084799.9666 | 341447449.765 | -363249993.6335 | -370512048.7092 | 16411901.0328 | -137514160.9222 | 120945634.1528 | 2122348825.2678
Option 3C |  | $ | 90648694.844 | -52783.6729 | -119013.921 | 104147002.9056 | -1098919531.8408 | -1278992570.9391 | -772430289.461 | 213772897.4453 | -542589200.149 | -293673295.2178 | 1606441641.4655 | 50701211.1563 | 1118260446.7275 | -323259073.7451 | 238410663.933 | 316848528.0722 | 191327722.8712 | 2134978785.6993 | -260931283.3031 | 326559016.039 | -299300770.7386 | -327271923.5851 | -156062891.9682 | -58618416.5655 | 148787290.9139 | 2072372904.307
Fast calculation | bar: 2022 to 2046
Capital calculation |  |  |  | 2022 | 2023 | 2024 | 2025 | 2026 | 2027 | 2028 | 2029 | 2030 | 2031 | 2032 | 2033 | 2034 | 2035 | 2036 | 2037 | 2038 | 2039 | 2040 | 2041 | 2042 | 2043 | 2044 | 2045 | 2046
Option | Component | Unit | PV | FY2021/22 | FY2022/23 | FY2023/24 | FY2024/25 | FY2025/26 | FY2026/27 | FY2027/28 | FY2028/29 | FY2029/30 | FY2030/31 | FY2031/32 | FY2032/33 | FY2033/34 | FY2034/35 | FY2035/36 | FY2036/37 | FY2037/38 | FY2038/39 | FY2039/40 | FY2040/41 | FY2041/42 | FY2042/43 | FY2043/44 | FY2044/45 | FY2045/46
Option 2C | Lines | $ | -1194433264.5522 | 0 | 0 | 0 | -654327841.4622 | -654327841.4622 | -654327841.4622 | 0 | 0 | 0 | 0 | 0 | 0 | 0 | 0 | 0 | 0 | 0 | 0 | 0 | 0 | 0 | 0 | 0 | 0 | 1177790114.632
Option 2C | Substation | $ | -392545425.4094 | 0 | 0 | 0 | -206929144.9982 | -206929144.9982 | -206929144.9982 | 0 | 0 | 0 | 0 | 0 | 0 | 0 | 0 | 0 | 0 | 0 | 0 | 0 | 0 | 0 | 0 | 0 | 0 | 310393717.4972
Option 3C | Lines | $ | -1109820974.3147 | 0 | 0 | 0 | -607976003.4187 | -607976003.4187 | -607976003.4187 | 0 | 0 | 0 | 0 | 0 | 0 | 0 | 0 | 0 | 0 | 0 | 0 | 0 | 0 | 0 | 0 | 0 | 0 | 1094356806.1537
Option 3C | Substation | $ | -351583210.7222 | 0 | 0 | 0 | -185336036.2424 | -185336036.2424 | -185336036.2424 | 0 | 0 | 0 | 0 | 0 | 0 | 0 | 0 | 0 | 0 | 0 | 0 | 0 | 0 | 0 | 0 | 0 | 0 | 278004054.3636
Option 2C | BioCosts - Lines | $ | -486157373.1216 | 0 | 0 | 0 | -266324050.0798 | -266324050.0798 | -266324050.0798 | 0 | 0 | 0 | 0 | 0 | 0 | 0 | 0 | 0 | 0 | 0 | 0 | 0 | 0 | 0 | 0 | 0 | 0 | 479383290.1437
Option 2C | BioCosts - Substation | $ | -10559313.3781 | 0 | 0 | 0 | -5566310.4132 | -5566310.4132 | -5566310.4132 | 0 | 0 | 0 | 0 | 0 | 0 | 0 | 0 | 0 | 0 | 0 | 0 | 0 | 0 | 0 | 0 | 0 | 0 | 8349465.6198
Option 3C | BioCosts - Lines | $ | -552339005.116 | 0 | 0 | 0 | -302579306.604 | -302579306.604 | -302579306.604 | 0 | 0 | 0 | 0 | 0 | 0 | 0 | 0 | 0 | 0 | 0 | 0 | 0 | 0 | 0 | 0 | 0 | 0 | 544642751.8872
Option 3C | BioCosts - Substation | $ | -18653154.7532 | 0 | 0 | 0 | -9832954.6461 | -9832954.6461 | -9832954.6461 | 0 | 0 | 0 | 0 | 0 | 0 | 0 | 0 | 0 | 0 | 0 | 0 | 0 | 0 | 0 | 0 | 0 | 0 | 14749431.9692
Capital cost summary |  |  |  | 2022 | 2023 | 2024 | 2025 | 2026 | 2027 | 2028 | 2029 | 2030 | 2031 | 2032 | 2033 | 2034 | 2035 | 2036 | 2037 | 2038 | 2039 | 2040 | 2041 | 2042 | 2043 | 2044 | 2045 | 2046
Option |  | Unit | PV | FY2021/22 | FY2022/23 | FY2023/24 | FY2024/25 | FY2025/26 | FY2026/27 | FY2027/28 | FY2028/29 | FY2029/30 | FY2030/31 | FY2031/32 | FY2032/33 | FY2033/34 | FY2034/35 | FY2035/36 | FY2036/37 | FY2037/38 | FY2038/39 | FY2039/40 | FY2040/41 | FY2041/42 | FY2042/43 | FY2043/44 | FY2044/45 | FY2045/46
Option 2C |  | $ | -2083695376.4613 | 0 | 0 | 0 | -1133147346.9534 | -1133147346.9534 | -1133147346.9534 | 0 | 0 | 0 | 0 | 0 | 0 | 0 | 0 | 0 | 0 | 0 | 0 | 0 | 0 | 0 | 0 | 0 | 0 | 1975916587.8928
Option 3C |  | $ | -2032396344.906 | 0 | 0 | 0 | -1105724300.9112 | -1105724300.9112 | -1105724300.9112 | 0 | 0 | 0 | 0 | 0 | 0 | 0 | 0 | 0 | 0 | 0 | 0 | 0 | 0 | 0 | 0 | 0 | 0 | 1931753044.3737
Operating and maintenance costs |  |  |  | 2022 | 2023 | 2024 | 2025 | 2026 | 2027 | 2028 | 2029 | 2030 | 2031 | 2032 | 2033 | 2034 | 2035 | 2036 | 2037 | 2038 | 2039 | 2040 | 2041 | 2042 | 2043 | 2044 | 2045 | 2046
Option |  | Unit | PV | FY2021/22 | FY2022/23 | FY2023/24 | FY2024/25 | FY2025/26 | FY2026/27 | FY2027/28 | FY2028/29 | FY2029/30 | FY2030/31 | FY2031/32 | FY2032/33 | FY2033/34 | FY2034/35 | FY2035/36 | FY2036/37 | FY2037/38 | FY2038/39 | FY2039/40 | FY2040/41 | FY2041/42 | FY2042/43 | FY2043/44 | FY2044/45 | FY2045/46
Option 2C |  | $ | -112159991.2273 | 0 | 0 | 0 | 0 | 0 | -12918854.7969 | -12918854.7969 | -12918854.7969 | -12918854.7969 | -12918854.7969 | -12918854.7969 | -12918854.7969 | -12918854.7969 | -12918854.7969 | -12918854.7969 | -12918854.7969 | -12918854.7969 | -12918854.7969 | -12918854.7969 | -12918854.7969 | -12918854.7969 | -12918854.7969 | -12918854.7969 | -12918854.7969 | -12918854.7969
Option 3C |  | $ | -103311639.6241 | 0 | 0 | 0 | 0 | 0 | -11899680.5949 | -11899680.5949 | -11899680.5949 | -11899680.5949 | -11899680.5949 | -11899680.5949 | -11899680.5949 | -11899680.5949 | -11899680.5949 | -11899680.5949 | -11899680.5949 | -11899680.5949 | -11899680.5949 | -11899680.5949 | -11899680.5949 | -11899680.5949 | -11899680.5949 | -11899680.5949 | -11899680.5949 | -11899680.5949
Avoided involuntary load shedding |  |  |  | 2022 | 2023 | 2024 | 2025 | 2026 | 2027 | 2028 | 2029 | 2030 | 2031 | 2032 | 2033 | 2034 | 2035 | 2036 | 2037 | 2038 | 2039 | 2040 | 2041 | 2042 | 2043 | 2044 | 2045 | 2046
Option name |  | Unit | PV | FY2021/22 | FY2022/23 | FY2023/24 | FY2024/25 | FY2025/26 | FY2026/27 | FY2027/28 | FY2028/29 | FY2029/30 | FY2030/31 | FY2031/32 | FY2032/33 | FY2033/34 | FY2034/35 | FY2035/36 | FY2036/37 | FY2037/38 | FY2038/39 | FY2039/40 | FY2040/41 | FY2041/42 | FY2042/43 | FY2043/44 | FY2044/45 | FY2045/46
Option 2C |  | $ | 4999987.2679 | -232.6359 | -183.7803 | -3087482.4593 | 1112258.5713 | -1031618.1187 | 9581558.7141 | 1738749.0574 | -248273.9153 | 7025360.2176 | 1747145.8482 | -412.2665 | -433.2502 | -459.726 | -487.5573 | -516.0324 | -545.5102 | -6843361.2286 | -611.5369 | -647.9323 | -687.2233 | -724.2021 | -767.2062 | -817.0213 | -11491372.1458 | -909.9001
Option 3C |  | $ | 746813.6777 | -104.5893 | -74.1479 | -3630562.3768 | 1335855.0367 | -1060030.6003 | 9449384.4991 | 1738929.0799 | -248516.7344 | 7055632.848 | 8857763.8204 | -185.4213 | -194.8539 | -206.7662 | -219.2936 | -232.0903 | -245.3715 | -27625915.1854 | -275.086 | -291.4534 | -309.1425 | -325.8238 | -345.0962 | -367.6167 | -11665164.4393 | -409.3545
Avoided unrelated TNSP expenditure |  |  |  | 2022 | 2023 | 2024 | 2025 | 2026 | 2027 | 2028 | 2029 | 2030 | 2031 | 2032 | 2033 | 2034 | 2035 | 2036 | 2037 | 2038 | 2039 | 2040 | 2041 | 2042 | 2043 | 2044 | 2045 | 2046
Option name |  | Unit | PV | FY2021/22 | FY2022/23 | FY2023/24 | FY2024/25 | FY2025/26 | FY2026/27 | FY2027/28 | FY2028/29 | FY2029/30 | FY2030/31 | FY2031/32 | FY2032/33 | FY2033/34 | FY2034/35 | FY2035/36 | FY2036/37 | FY2037/38 | FY2038/39 | FY2039/40 | FY2040/41 | FY2041/42 | FY2042/43 | FY2043/44 | FY2044/45 | FY2045/46
Option 2C |  | $ | 463635014.2936 | -438.8658 | -2090.3821 | -318.6036 | -293.5104 | -539.802 | -506.4725 | -150.2701 | -2352.9486 | 226172242.9884 | -175.0613 | -356.0976 | -1137.4971 | -203.1212 | -5431120.5711 | 492931179.3013 | 24673278.2079 | 465670295.6427 | -19166803.7636 | -22925991.6516 | -8446455.1319 | -52194042.1711 | -19621528.9636 | -103592873.98 | 18935693.1385 | -7396433.5848
Option 3C |  | $ | 461765062.1798 | -189.7798 | -797.2904 | -139.59 | -131.4015 | -180.6386 | -233.373 | -35.7223 | -1441.5797 | 219905418.1545 | 3.0534 | -103.0106 | -448.3437 | -54.517 | -9920762.8754 | 497316640.392 | 22977988.1856 | 467696540.2465 | -18085996.3788 | -25439294.0044 | -7162430.5098 | -52865073.4349 | -25915682.229 | -82151965.2254 | 14952945.2479 | -10566760.5774
Avoided fuel consumption from generation dispatch |  |  |  | 2022 | 2023 | 2024 | 2025 | 2026 | 2027 | 2028 | 2029 | 2030 | 2031 | 2032 | 2033 | 2034 | 2035 | 2036 | 2037 | 2038 | 2039 | 2040 | 2041 | 2042 | 2043 | 2044 | 2045 | 2046
Option name |  | Unit | PV | FY2021/22 | FY2022/23 | FY2023/24 | FY2024/25 | FY2025/26 | FY2026/27 | FY2027/28 | FY2028/29 | FY2029/30 | FY2030/31 | FY2031/32 | FY2032/33 | FY2033/34 | FY2034/35 | FY2035/36 | FY2036/37 | FY2037/38 | FY2038/39 | FY2039/40 | FY2040/41 | FY2041/42 | FY2042/43 | FY2043/44 | FY2044/45 | FY2045/46
Option 2C |  | $ | 514718793.5301 | -66076.5151 | -135561.8264 | -2235218.8853 | -2360975.6145 | 4044789.6524 | 32116077.1278 | 48761137.6337 | 84275033.8256 | 77713130.1754 | 60624169.2732 | 23198506.9484 | 12957407.8311 | 28340146.5315 | 15048283.6908 | 24272286.5966 | 61041768.1047 | 33030685.3481 | 22636296.4483 | 14093730.7275 | 18097432.3689 | 60234419.2086 | 176739591.7137 | 179859777.0747 | 221428811.7311 | 207136269.8793
Option 3C |  | $ | 530188106.2196 | -53112.0854 | -112404.22 | -2475977.1018 | -2707638.9829 | 4658781.0025 | 32527744.4046 | 48479457.2419 | 84561669.2469 | 76695321.0703 | 62212489.4933 | 24067914.4546 | 14370762.6011 | 27406055.5565 | 13161073.4666 | 24244599.9574 | 60926304.5754 | 35349384.5915 | 26216315.3578 | 20628143.6331 | 19370003.1194 | 56375913.0384 | 202572233.3839 | 190602343.1331 | 223546460.2601 | 210200753.5775
Avoided voluntary load curtailment |  |  |  | 2022 | 2023 | 2024 | 2025 | 2026 | 2027 | 2028 | 2029 | 2030 | 2031 | 2032 | 2033 | 2034 | 2035 | 2036 | 2037 | 2038 | 2039 | 2040 | 2041 | 2042 | 2043 | 2044 | 2045 | 2046
Option name |  | Unit | PV | FY2021/22 | FY2022/23 | FY2023/24 | FY2024/25 | FY2025/26 | FY2026/27 | FY2027/28 | FY2028/29 | FY2029/30 | FY2030/31 | FY2031/32 | FY2032/33 | FY2033/34 | FY2034/35 | FY2035/36 | FY2036/37 | FY2037/38 | FY2038/39 | FY2039/40 | FY2040/41 | FY2041/42 | FY2042/43 | FY2043/44 | FY2044/45 | FY2045/46
Option 2C |  | $ | 33059746.9358 | -987.0466 | -981.4273 | -164704.8656 | -137287.1413 | -1160482.844 | 2413202.1461 | 3205576.6945 | -2984875.9544 | 6650665.2387 | 5315848.1551 | 169944.5167 | 482297.6736 | 8364356.4304 | -199392.4667 | 22320020.3835 | 1851408.9017 | 40555726.2385 | -388515.8056 | 9160098.0766 | 3224261.3876 | -14472896.6185 | 4930245.9543 | -10190477.8363 | -25555970.4425 | 15509995.4045
Option 3C |  | $ | 33610914.1882 | -484.2051 | -481.6451 | -142464.2898 | -125439.3757 | -1339827.4929 | 1994585.1708 | 3206303.5743 | -2973898.9822 | 6651487.8731 | 5516052.1178 | 170861.3601 | 697432.8551 | 8514477.2874 | -198307.5398 | 22310021.101 | 2047604.844 | 36444342.273 | -460014.0839 | 14118031.4303 | 3236824.2918 | -21770906.7256 | 5637614.2052 | -4585685.3294 | -21710697.4299 | 15515235.7977
Avoided costs for non RIT-T proponent parties |  |  |  | 2022 | 2023 | 2024 | 2025 | 2026 | 2027 | 2028 | 2029 | 2030 | 2031 | 2032 | 2033 | 2034 | 2035 | 2036 | 2037 | 2038 | 2039 | 2040 | 2041 | 2042 | 2043 | 2044 | 2045 | 2046
Option name |  | Unit | PV | FY2021/22 | FY2022/23 | FY2023/24 | FY2024/25 | FY2025/26 | FY2026/27 | FY2027/28 | FY2028/29 | FY2029/30 | FY2030/31 | FY2031/32 | FY2032/33 | FY2033/34 | FY2034/35 | FY2035/36 | FY2036/37 | FY2037/38 | FY2038/39 | FY2039/40 | FY2040/41 | FY2041/42 | FY2042/43 | FY2043/44 | FY2044/45 | FY2045/46
Option 2C |  | $ | 1188814839.0419 | -7335.7299 | -27993.8262 | 98043386.7517 | 6751342.9854 | -149711287.9473 | 286195702.0968 | 167068260.5965 | -610566679.0366 | -606404099.2224 | 1591120917.8288 | 40533706.6986 | 1106255362.7466 | -432269741.9154 | 241227558.4816 | -179586466.887 | 170353346.1346 | 1551641104.4734 | -245246310.5119 | 354039115.3417 | -363205690.2379 | -351159950.1291 | -132716785.6685 | -190670914.3625 | -69452673.3316 | -55897829.627
Option 3C |  | $ | 1200045783.1088 | 1106.9866 | -5256.6176 | 110396146.2639 | 8302123.7939 | -175527012.2985 | 301222211.3436 | 172247923.8664 | -612027331.5047 | -592081474.5687 | 1541755013.5755 | 38362404.3684 | 1115092575.0637 | -347279664.7109 | 247268560.7701 | -215122820.693 | 117275751.2325 | 1635014114.3686 | -256701632.5173 | 329152107.0283 | -302845177.9026 | -297111850.0443 | -326457031.6372 | -150583060.9322 | -44436572.1301 | -62629278.915
Competition benefits - cost savings |  |  |  | 2022 | 2023 | 2024 | 2025 | 2026 | 2027 | 2028 | 2029 | 2030 | 2031 | 2032 | 2033 | 2034 | 2035 | 2036 | 2037 | 2038 | 2039 | 2040 | 2041 | 2042 | 2043 | 2044 | 2045 | 2046
Option name |  | Unit | PV | FY2021/22 | FY2022/23 | FY2023/24 | FY2024/25 | FY2025/26 | FY2026/27 | FY2027/28 | FY2028/29 | FY2029/30 | FY2030/31 | FY2031/32 | FY2032/33 | FY2033/34 | FY2034/35 | FY2035/36 | FY2036/37 | FY2037/38 | FY2038/39 | FY2039/40 | FY2040/41 | FY2041/42 | FY2042/43 | FY2043/44 | FY2044/45 | FY2045/46
Option 2C |  | $ | 179401511.5672 | 0 | 0 | 0 | 0 | 0 | 0 | 37749154.595 | 36173268.9065 | 39117086.3761 | 23118278.2528 | 53293652.2154 | 39284871.9805 | 34668027.1251 | 12501994.4622 | 13924033.5137 | 21201545.5544 | 9364870.3725 | 8741357.6238 | 19334053.4686 | 7372403.9656 | 15811111.3683 | -13573510.5181 | -1439195.5782 | -7626461.5702 | -15679696.1783
Option 3C |  | $ | 190568316.0642 | 0 | 0 | 0 | 0 | 0 | 0 | 39544243.3745 | 37652417.0205 | 41767347.2884 | 24543547.8936 | 56403429.3276 | 41715878.2088 | 37322117.4231 | 15094671.1729 | 13963102.3686 | 21639712.13 | 11114726.4603 | 9736240.4535 | 20336599.7622 | 7298253.0676 | 15248530.4788 | -13072661.6865 | -1514160.6982 | -8521183.0126 | -15267589.0435
Competition benefits - demand response |  |  |  | 2022 | 2023 | 2024 | 2025 | 2026 | 2027 | 2028 | 2029 | 2030 | 2031 | 2032 | 2033 | 2034 | 2035 | 2036 | 2037 | 2038 | 2039 | 2040 | 2041 | 2042 | 2043 | 2044 | 2045 | 2046
Option name |  | Unit | PV | FY2021/22 | FY2022/23 | FY2023/24 | FY2024/25 | FY2025/26 | FY2026/27 | FY2027/28 | FY2028/29 | FY2029/30 | FY2030/31 | FY2031/32 | FY2032/33 | FY2033/34 | FY2034/35 | FY2035/36 | FY2036/37 | FY2037/38 | FY2038/39 | FY2039/40 | FY2040/41 | FY2041/42 | FY2042/43 | FY2043/44 | FY2044/45 | FY2045/46
Option 2C |  | $ | 204900380.1788 | 0 | 0 | 0 | 0 | 0 | 0 | 4800027.7654 | 13228121.1929 | 2281760.6422 | 2675149.156 | 3491675.1562 | -546326.6156 | 1450178.7008 | 237516.0356 | 13472542.8973 | 34640829.3015 | 194838564.6423 | 15174645.6702 | 39299778.9051 | 17088004.451 | 82728881.0796 | 64717443.8166 | 21225468.7111 | 44406135.3558 | 45634829.3781
Option 3C |  | $ | 205886440.5853 | 0 | 0 | 0 | 0 | 0 | 0 | 4672749.1056 | 13608243.3902 | 2440487.6555 | 2657906.0383 | 3356603.2086 | -194805.5041 | 1568144.3893 | 191034.8691 | 12534292.6628 | 34329622.5523 | 194237941.9776 | 14749720.2663 | 39046524.6103 | 18568998.5399 | 82263388.4233 | 65698720.307 | 21267956.9921 | 47229677.7476 | 46712553.3788

## RIT-T Weighted
Weighted scenario results
Weighting
Scenario weighting settings |  |  | Central | Step | Slow | Fast | S5
Scenario weighting |  | % | 40% | 20% | 10% | 30% | 0%
NPV results |  |  | 2022 | 2023 | 2024 | 2025 | 2026 | 2027 | 2028 | 2029 | 2030 | 2031 | 2032 | 2033 | 2034 | 2035 | 2036 | 2037 | 2038 | 2039 | 2040 | 2041 | 2042 | 2043 | 2044 | 2045 | 2046
Option | Unit | PV | FY2021/22 | FY2022/23 | FY2023/24 | FY2024/25 | FY2025/26 | FY2026/27 | FY2027/28 | FY2028/29 | FY2029/30 | FY2030/31 | FY2031/32 | FY2032/33 | FY2033/34 | FY2034/35 | FY2035/36 | FY2036/37 | FY2037/38 | FY2038/39 | FY2039/40 | FY2040/41 | FY2041/42 | FY2042/43 | FY2043/44 | FY2044/45 | FY2045/46
Option 2C | $ | -44076266.8948 | 445951.0359 | 500018.5088 | 59494651.6259 | -1119226761.1798 | -1105394649.4743 | -681432694.3696 | 132922328.4533 | -242360907.3359 | -117216282.1461 | 1068763032.9173 | 178112018.6365 | 551067634.9894 | -247313145.9677 | 147755210.7293 | 908894639.9092 | 204013459.4332 | 796329191.4233 | 139570454.0003 | 311086156.4043 | 50676440.5325 | -645053122.7646 | 455073908.5026 | -181485674.7984 | 41006599.9312 | 2031285063.061
Option 3C | $ | 39365303.2661 | 448754.5325 | 523880.8368 | 62847899.3506 | -1091384047.5954 | -1089477394.7867 | -630876647.5174 | 118487977.0923 | -238819182.9607 | -118981275.3399 | 1046778829.7933 | 191473432.6045 | 582185391.1359 | -238779332.1109 | 143391760.5674 | 945315905.2911 | 131976682.6351 | 811907993.7632 | 156748388.3813 | 370421595.9612 | 67307038.8343 | -645357229.1367 | 373933196.538 | -134833013.676 | 53858392.0909 | 1990048629.4024
Weighted scenario
Capital cost summary |  |  | 2022 | 2023 | 2024 | 2025 | 2026 | 2027 | 2028 | 2029 | 2030 | 2031 | 2032 | 2033 | 2034 | 2035 | 2036 | 2037 | 2038 | 2039 | 2040 | 2041 | 2042 | 2043 | 2044 | 2045 | 2046
Option | Unit | PV | FY2021/22 | FY2022/23 | FY2023/24 | FY2024/25 | FY2025/26 | FY2026/27 | FY2027/28 | FY2028/29 | FY2029/30 | FY2030/31 | FY2031/32 | FY2032/33 | FY2033/34 | FY2034/35 | FY2035/36 | FY2036/37 | FY2037/38 | FY2038/39 | FY2039/40 | FY2040/41 | FY2041/42 | FY2042/43 | FY2043/44 | FY2044/45 | FY2045/46
Option 2C | $ | -2083695376.4613 | 0 | 0 | 0 | -1133147346.9534 | -1133147346.9534 | -1133147346.9534 | 0 | 0 | 0 | 0 | 0 | 0 | 0 | 0 | 0 | 0 | 0 | 0 | 0 | 0 | 0 | 0 | 0 | 0 | 1975916587.8928
Option 3C | $ | -2032396344.906 | 0 | 0 | 0 | -1105724300.9112 | -1105724300.9112 | -1105724300.9112 | 0 | 0 | 0 | 0 | 0 | 0 | 0 | 0 | 0 | 0 | 0 | 0 | 0 | 0 | 0 | 0 | 0 | 0 | 1931753044.3737
Operating and maintenance costs |  |  | 2022 | 2023 | 2024 | 2025 | 2026 | 2027 | 2028 | 2029 | 2030 | 2031 | 2032 | 2033 | 2034 | 2035 | 2036 | 2037 | 2038 | 2039 | 2040 | 2041 | 2042 | 2043 | 2044 | 2045 | 2046
Option | Unit | PV | FY2021/22 | FY2022/23 | FY2023/24 | FY2024/25 | FY2025/26 | FY2026/27 | FY2027/28 | FY2028/29 | FY2029/30 | FY2030/31 | FY2031/32 | FY2032/33 | FY2033/34 | FY2034/35 | FY2035/36 | FY2036/37 | FY2037/38 | FY2038/39 | FY2039/40 | FY2040/41 | FY2041/42 | FY2042/43 | FY2043/44 | FY2044/45 | FY2045/46
Option 2C | $ | -112159991.2273 | 0 | 0 | 0 | 0 | 0 | -12918854.7969 | -12918854.7969 | -12918854.7969 | -12918854.7969 | -12918854.7969 | -12918854.7969 | -12918854.7969 | -12918854.7969 | -12918854.7969 | -12918854.7969 | -12918854.7969 | -12918854.7969 | -12918854.7969 | -12918854.7969 | -12918854.7969 | -12918854.7969 | -12918854.7969 | -12918854.7969 | -12918854.7969 | -12918854.7969
Option 3C | $ | -103311639.6241 | 0 | 0 | 0 | 0 | 0 | -11899680.5949 | -11899680.5949 | -11899680.5949 | -11899680.5949 | -11899680.5949 | -11899680.5949 | -11899680.5949 | -11899680.5949 | -11899680.5949 | -11899680.5949 | -11899680.5949 | -11899680.5949 | -11899680.5949 | -11899680.5949 | -11899680.5949 | -11899680.5949 | -11899680.5949 | -11899680.5949 | -11899680.5949 | -11899680.5949
Avoided involuntary load shedding |  |  | 2022 | 2023 | 2024 | 2025 | 2026 | 2027 | 2028 | 2029 | 2030 | 2031 | 2032 | 2033 | 2034 | 2035 | 2036 | 2037 | 2038 | 2039 | 2040 | 2041 | 2042 | 2043 | 2044 | 2045 | 2046
Option name | Unit | PV | FY2021/22 | FY2022/23 | FY2023/24 | FY2024/25 | FY2025/26 | FY2026/27 | FY2027/28 | FY2028/29 | FY2029/30 | FY2030/31 | FY2031/32 | FY2032/33 | FY2033/34 | FY2034/35 | FY2035/36 | FY2036/37 | FY2037/38 | FY2038/39 | FY2039/40 | FY2040/41 | FY2041/42 | FY2042/43 | FY2043/44 | FY2044/45 | FY2045/46
Option 2C | $ | 2180983.5835 | -275.2801 | 42.5855 | -1505721.5976 | -6014.1177 | -3616780.8644 | 5228493.8689 | 521662.4461 | -4416647.5968 | 2107650.7402 | -2308406.1529 | -1216501.1887 | 1510994.2688 | -83.6774 | -89.8341 | 15982687.0325 | 601725.5251 | -13677238.0934 | 727605.975 | 2934400.7241 | 745943.9385 | -210313.8677 | 9782827.2034 | 395221.89 | -6360262.1199 | 1266091.0738
Option 3C | $ | -11560.3089 | -75.7479 | 26.8927 | -1668713.8829 | 60686.8898 | -5514283.8823 | 5269864.4705 | 521763.0561 | -4338723.1936 | 2116783.8256 | -444725.2284 | -1182912.9789 | 1511125.7142 | 56.2149 | 59.2059 | 15955331.3337 | 602005.3726 | -19544769.2572 | 479217.218 | 3294993.3545 | 746153.7357 | -217384.5621 | 9771302.0202 | 437873.3059 | -4974308.3319 | 1266244.0363
Avoided unrelated TNSP expenditure |  |  | 2022 | 2023 | 2024 | 2025 | 2026 | 2027 | 2028 | 2029 | 2030 | 2031 | 2032 | 2033 | 2034 | 2035 | 2036 | 2037 | 2038 | 2039 | 2040 | 2041 | 2042 | 2043 | 2044 | 2045 | 2046
Option name | Unit | PV | FY2021/22 | FY2022/23 | FY2023/24 | FY2024/25 | FY2025/26 | FY2026/27 | FY2027/28 | FY2028/29 | FY2029/30 | FY2030/31 | FY2031/32 | FY2032/33 | FY2033/34 | FY2034/35 | FY2035/36 | FY2036/37 | FY2037/38 | FY2038/39 | FY2039/40 | FY2040/41 | FY2041/42 | FY2042/43 | FY2043/44 | FY2044/45 | FY2045/46
Option 2C | $ | 387376961.1152 | -134.4088 | -384.2212 | -76.3464 | -217.2009 | -408.2789 | 697.3748 | 12299255.3806 | 19956270.3348 | 208912351.2005 | -727779.4463 | 8845298.3822 | -15812352.6828 | 7941105.3397 | 1098517.9742 | 597350830.1021 | -208835913.5391 | 179585939.0058 | -3347639.6479 | -11699820.9695 | 7120803.1254 | -49781727.4318 | 58503905.2141 | -3588010.7378 | 61172566.5782 | -38479149.436
Option 3C | $ | 388742638.893 | 44.5549 | 370.8089 | 35.3047 | -0.20968 | 12.281 | 340.3413 | 13107004.2101 | 22415524.2859 | 192702609.7098 | -482364.1964 | 12332140.6237 | -15255261.3257 | 7280759.6838 | -248011.1945 | 608957065.4569 | -205634069.1853 | 185984745.6256 | -533307.0947 | -11124447.172 | 7994218.9742 | -55571668.5076 | 52987272.9041 | 3000622.861 | 57977219.6335 | -39097193.28
Avoided fuel consumption from generation dispatch |  |  | 2022 | 2023 | 2024 | 2025 | 2026 | 2027 | 2028 | 2029 | 2030 | 2031 | 2032 | 2033 | 2034 | 2035 | 2036 | 2037 | 2038 | 2039 | 2040 | 2041 | 2042 | 2043 | 2044 | 2045 | 2046
Option name | Unit | PV | FY2021/22 | FY2022/23 | FY2023/24 | FY2024/25 | FY2025/26 | FY2026/27 | FY2027/28 | FY2028/29 | FY2029/30 | FY2030/31 | FY2031/32 | FY2032/33 | FY2033/34 | FY2034/35 | FY2035/36 | FY2036/37 | FY2037/38 | FY2038/39 | FY2039/40 | FY2040/41 | FY2041/42 | FY2042/43 | FY2043/44 | FY2044/45 | FY2045/46
Option 2C | $ | 420747485.1367 | 440768.4567 | 522932.6845 | -724776.9309 | -1113328.5037 | -683578.9416 | 17055066.1935 | 40140628.4917 | 49634899.674 | 60717823.4069 | 40211861.3742 | 14073270.3178 | 6285270.628 | 23765590.5522 | 24171051.9644 | -1740129.3248 | 54205195.8443 | 83511414.4301 | 51501897.8473 | 46056461.171 | 33796016.0462 | 107979119.4972 | 135007781.6006 | 103686394.0593 | 107053467.5591 | 156734413.7095
Option 3C | $ | 429957818.2694 | 442656.9285 | 525890.9154 | -797487.3883 | -1217609.4049 | -675760.8375 | 16604348.4972 | 39873915.1301 | 50138452.362 | 59943112.3616 | 41025853.8237 | 14910551.2793 | 5900032.4825 | 23215395.1484 | 23496077.186 | -5717658.8805 | 52781449.7883 | 89882721.4782 | 57387414.9048 | 44918880.887 | 34825963.8391 | 106238207.3862 | 153177914.0323 | 108831469.9641 | 110645570.976 | 159818002.6216
Avoided voluntary load curtailment |  |  | 2022 | 2023 | 2024 | 2025 | 2026 | 2027 | 2028 | 2029 | 2030 | 2031 | 2032 | 2033 | 2034 | 2035 | 2036 | 2037 | 2038 | 2039 | 2040 | 2041 | 2042 | 2043 | 2044 | 2045 | 2046
Option name | Unit | PV | FY2021/22 | FY2022/23 | FY2023/24 | FY2024/25 | FY2025/26 | FY2026/27 | FY2027/28 | FY2028/29 | FY2029/30 | FY2030/31 | FY2031/32 | FY2032/33 | FY2033/34 | FY2034/35 | FY2035/36 | FY2036/37 | FY2037/38 | FY2038/39 | FY2039/40 | FY2040/41 | FY2041/42 | FY2042/43 | FY2043/44 | FY2044/45 | FY2045/46
Option 2C | $ | 28466225.5085 | -220.5192 | -188.5809 | -114250.9219 | 27477.6896 | -1425977.4149 | 3980029.0288 | 3753825.139 | -6263753.4216 | 5406886.6703 | 2478057.843 | -2193256.3956 | 18962432.0395 | 3514636.5254 | -5233158.7097 | 24253876.8544 | 5827028.4822 | 27714405.1395 | 447447.0067 | 4034167.5111 | 12209065.4879 | -16193694.4957 | 3009847.669 | -9329118.1621 | -32304708.1283 | 8973933.0845
Option 3C | $ | 32243444.3536 | 115.417 | 139.3185 | -107379.9019 | 31392.1044 | -1980460.9966 | 4095276.4886 | 3755604.908 | -6391714.0518 | 5406258.1305 | 2570671.6139 | -2159810.9668 | 18990967.2594 | 2757874.6373 | -4981487.3678 | 24731290.6705 | 7033765.936 | 30825282.2259 | 392149.492 | 7293222.9537 | 12406489.5227 | -16534872.2543 | 4083521.3472 | -7671722.6806 | -29481217.2141 | 8923238.7344
Avoided costs for non RIT-T proponent parties |  |  | 2022 | 2023 | 2024 | 2025 | 2026 | 2027 | 2028 | 2029 | 2030 | 2031 | 2032 | 2033 | 2034 | 2035 | 2036 | 2037 | 2038 | 2039 | 2040 | 2041 | 2042 | 2043 | 2044 | 2045 | 2046
Option name | Unit | PV | FY2021/22 | FY2022/23 | FY2023/24 | FY2024/25 | FY2025/26 | FY2026/27 | FY2027/28 | FY2028/29 | FY2029/30 | FY2030/31 | FY2031/32 | FY2032/33 | FY2033/34 | FY2034/35 | FY2035/36 | FY2036/37 | FY2037/38 | FY2038/39 | FY2039/40 | FY2040/41 | FY2041/42 | FY2042/43 | FY2043/44 | FY2044/45 | FY2045/46
Option 2C | $ | 1313007445.45 | 5812.7873 | -22383.9591 | 61839477.4227 | 15012667.9063 | 33479442.979 | 438369220.9147 | 89125811.7928 | -288352821.5294 | -381442139.3672 | 1042028154.0962 | 171522062.3177 | 553040145.5328 | -269615539.9107 | 140637744.1315 | 285966230.0419 | 365134277.9176 | 532113525.7382 | 103159997.6161 | 282679802.7645 | 9723466.7315 | -673927651.6697 | 261688401.6124 | -259731307.0507 | -75635609.1609 | -60207958.4667
Option 3C | $ | 1324140946.5891 | 6013.38 | -2547.0987 | 65421445.2191 | 15465783.9362 | 24417399.5599 | 460777504.1912 | 73129370.383 | -288743041.7683 | -367250358.7725 | 1016009074.3755 | 179473145.2419 | 582938207.6004 | -260133737.2004 | 137024803.3327 | 313289557.3055 | 289093211.3184 | 536659694.2856 | 110922594.4561 | 337938626.5329 | 23233893.3576 | -667371830.604 | 165812866.8291 | -227531576.5315 | -68409192.3777 | -60715026.4886
Competition benefits - cost savings |  |  | 2022 | 2023 | 2024 | 2025 | 2026 | 2027 | 2028 | 2029 | 2030 | 2031 | 2032 | 2033 | 2034 | 2035 | 2036 | 2037 | 2038 | 2039 | 2040 | 2041 | 2042 | 2043 | 2044 | 2045 | 2046
Option name | Unit | PV | FY2021/22 | FY2022/23 | FY2023/24 | FY2024/25 | FY2025/26 | FY2026/27 | FY2027/28 | FY2028/29 | FY2029/30 | FY2030/31 | FY2031/32 | FY2032/33 | FY2033/34 | FY2034/35 | FY2035/36 | FY2036/37 | FY2037/38 | FY2038/39 | FY2039/40 | FY2040/41 | FY2041/42 | FY2042/43 | FY2043/44 | FY2044/45 | FY2045/46
Option 2C | $ | 179568046.7597 | 0 | 0 | 0 | 0 | 0 | 0 | 31195545.9816 | 31233875.8361 | 38216580.6162 | 31698898.0685 | 35961526.5872 | 42981314.8598 | 38228745.8565 | 18805244.3576 | 11941757.5845 | 18700177.0025 | 9044902.353 | 10806962.0601 | 13063487.0867 | 10733456.1838 | 17177311.9076 | -6600995.8259 | 2621711.8892 | 2315949.7594 | -5152231.0262
Option 3C | $ | 187344106.102 | 0 | 0 | 0 | 0 | 0 | 0 | 32520028.5894 | 32026778.5698 | 39775494.0318 | 32757796.7016 | 37129550.6387 | 44892665.9774 | 40126100.4159 | 20752688.1807 | 11925329.2524 | 20062522.6502 | 9510789.0975 | 11921841.696 | 13170801.1318 | 11409012.6815 | 17088464.6389 | -7169546.772 | 3309374.35 | 2726912.5156 | -4970094.8942
Competition benefits - demand response |  |  | 2022 | 2023 | 2024 | 2025 | 2026 | 2027 | 2028 | 2029 | 2030 | 2031 | 2032 | 2033 | 2034 | 2035 | 2036 | 2037 | 2038 | 2039 | 2040 | 2041 | 2042 | 2043 | 2044 | 2045 | 2046
Option name | Unit | PV | FY2021/22 | FY2022/23 | FY2023/24 | FY2024/25 | FY2025/26 | FY2026/27 | FY2027/28 | FY2028/29 | FY2029/30 | FY2030/31 | FY2031/32 | FY2032/33 | FY2033/34 | FY2034/35 | FY2035/36 | FY2036/37 | FY2037/38 | FY2038/39 | FY2039/40 | FY2040/41 | FY2041/42 | FY2042/43 | FY2043/44 | FY2044/45 | FY2045/46
Option 2C | $ | 263429013.9409 | 0 | 0 | 0 | 0 | 0 | 0 | 5731446.0564 | 10547412.4839 | 9363393.1676 | 11397687.9003 | 7569821.1221 | 18361142.3013 | 3427225.0162 | 1257980.0948 | 42261635.9853 | 37254819.5975 | 164284976.4741 | 25726327.4356 | 59621843.9526 | 38323318.6181 | 74305458.2983 | 64904544.8914 | 63662842.1898 | 79531250.4143 | 48099656.9006
Option 3C | $ | 263893387.2815 | 0 | 0 | 0 | 0 | 0 | 0 | 5754273.1384 | 10765253.6973 | 9623702.3173 | 10889027.463 | 7574171.1983 | 17952251.2748 | 3587353.2979 | 1115957.2618 | 42070925.5719 | 36822284.1978 | 165701302.3706 | 26253346.6699 | 59377929.1854 | 38275171.5672 | 75290196.6465 | 64221219.7368 | 63049624.2238 | 80447441.027 | 48489369.1802