## Cover
HumeLink market modelling outcomes
Progressive Change scenario
Transgrid | 28 February 2024

## Release notice
Notice
Ernst & Young (“EY”) was engaged on the instructions NSW Electricity Networks Operations Pty Limited as trustee for NSW Electricity Networks Operations Trust ("Transgrid" or the “Client”) to undertake market modelling of system costs and benefits to forecast the gross benefit of HumeLink (the “Project”), in accordance with the purchase order dated 27 November 2023 (“the Engagement Agreement”). The results of EY’s work, including the assumptions and qualifications made in preparing the workbook ("Workbook") are set out in EY's report (“Report”) dated 28 February 2024. The Workbook and Report should be read in conjunction with each other and in their entirety including this release notice, the applicable scope of the work and any limitations. A reference to the Report includes any part of the Report. EY has prepared the Workbook for the benefit of the Client and has considered only the interest of the Client. EY has not been engaged to act, and has not acted, as advisor to any other party. Accordingly, EY makes no representations as to the appropriateness, accuracy or completeness of the Workbook for any other party's purposes. Our work commenced on 28 November 2023 and was completed on 6 February 2024. Therefore, our Workbook does not take account of events or circumstances arising after 6 February 2024 and we have no responsibility to update the Workbook for such events or circumstances. No reliance may be placed upon the Workbook or any of its contents by any party other than the Client (“Third Parties” or “you”). Any Third Parties receiving a copy of the Workbook must make and rely on their own enquiries in relation to the issues to which the Workbook relates, the contents of the Workbook and all matters arising from or relating to or in any way connected with the Workbook or its contents. EY disclaims all responsibility to any Third Parties for any loss or liability that the Third Parties may suffer or incur arising from or relating to or in any way connected with the contents of the Workbook, the provision of the Workbook to the Third Parties or the reliance upon the Workbook by the Third Parties. No claim or demand or any actions or proceedings may be brought against EY arising from or connected with the contents of the Workbook or the provision of the Workbook to the Third Parties. EY will be released and forever discharged from any such claims, demands, actions or proceedings. In preparing this Workbook EY has considered and relied upon information provided to us by the Client and other stakeholders engaged in the process and other sources believed to be reliable and accurate. EY has not been informed that any information supplied to it, or obtained from public sources, was false or that any material information has been withheld from it. EY does not imply, and it should not be construed that EY has performed an audit, verification or due diligence procedures on any of the information provided to us. EY has not independently verified, nor accept any responsibility or liability for independently verifying, any such information nor does EY make any representation as to the accuracy or completeness of the information. Neither EY nor any member or employee thereof undertakes responsibility in any way whatsoever or liability for any loss or damage to any person in respect of errors in this Workbook arising from incorrect information provided to EY. Modelling work performed as part of our scope inherently requires assumptions about future behaviours and market interactions, which may result in forecasts that deviate from future conditions. There will usually be differences between estimated and actual outcomes, because events and circumstances frequently do not occur as expected, and those differences may be material. EY takes no responsibility that the projected outcomes will be achieved. EY highlights that the analysis included in this Workbook does not constitute investment advice or a recommendation to you on a future course of action. EY provides no assurance that the scenarios that have been modelled will be accepted by any relevant authority or third party. EY has consented to the Workbook being published electronically on the Client’s websites for informational purposes only. EY has not consented to distribution or disclosure beyond this. The material contained in the Workbook, including the EY logo, is copyright. The copyright in the material contained in the Workbook itself, excluding EY logo, vests in the Client. The Workbook, including the EY logo, cannot be altered without prior written permission from EY. Readers are advised that the outcomes provided are based on many detailed assumptions underpinning the scenarios, and the key assumptions are described in the Report. These assumptions were selected by the Client. The modelled scenarios represent three possible future options for the development and operation of the National Electricity Market, and it must be acknowledged that many alternative futures exist. Alternative futures beyond those presented have not been evaluated as part of this Workbook. EY’s liability is limited by a scheme approved under Professional Standards Legislation.

## Version notes
Change log
2024-02-28 | 1 | HumeLink market modelling outcomes - Progressive Change scenario

## Abbreviations and notes
Acronyms
AEMO | Australian Energy Market Operator
CCGT | Closed cycle gas turbine
Diesel | Diesel generator
Distributed PV | PV non-scheduled generators and Rooftop PV
DSP | Demand-side participation
FOM | Fixed operations and maintenance
Gas - Steam | Gas-powered steam turbine
GWh | Gigawatt-hours
Grid Battery | Explicitly modelled existing and new entrant (8 hour or less) battery storage
MW | Megawatts
NEM | National Electricity Market
OCGT | Open cycle gas turbine
PV | Photovoltaic
Rehab | Rehabilitation (after closing an existing generator)
REZ | Renewable energy zone
USE | Unserved energy
VOM | Variable operations and maintenance
VPP | Virtual power plants
Notes
1. O3C is the without HumeLink counterfactual.
2. Non-scheduled generation including Distributed PV is considered as a component of demand.
3. Entry of new generation and storage capacity, built of new REZ transmission and retirement of generator capacity where allowed to occur optionally as part of the least-cost solution occurs at the beginning of each financial year, on 1 July.
4. Build costs do not include capital costs of existing, committed and anticipated generators and transmission projects (including interconnector and REZ transmission projects) since there will be no difference in these costs between the Base Case and option case.
5. Tumut 3 generation is included in Hydro, whereas Tumut 3 pump is included in Pumped Hydro Pump.

## ---Compare options---
Compare |  | O3C | to | BaseCase |  | 0 | 1 | 2 | 3 | 4 | 5 | 6 | 7 | 8 | 9 | 10 | 11 | 12 | 13 | 14 | 15 | 16 | 17 | 18 | 19 | 20 | 21 | 22 | 23 | 24
NEM discounted market benefits by year
Select region | NEM
[5 empty] | Real June 2023 dollars ($m) discounted to 1 July 2023 | 2024-25 | 2025-26 | 2026-27 | 2027-28 | 2028-29 | 2029-30 | 2030-31 | 2031-32 | 2032-33 | 2033-34 | 2034-35 | 2035-36 | 2036-37 | 2037-38 | 2038-39 | 2039-40 | 2040-41 | 2041-42 | 2042-43 | 2043-44 | 2044-45 | 2045-46 | 2046-47 | 2047-48 | 2048-49
|  |  |  | Build | Capex | 0 | 15.7217 | 91.1001 | 138.0422 | 340.9313 | 585.6408 | 549.1965 | 576.1467 | 536.0831 | 503.0409 | 490.4745 | 442.3948 | 412.2852 | 401.0009 | 374.767 | 351.1765 | 330.3892 | 260.2909 | 246.0507 | 246.7516 | 227.5679 | 199.3126 | 176.7832 | 154.258 | 140.1332
|  |  |  | FOM | FOM | 0 | 1.6664 | 8.6886 | 7.4898 | 26.7285 | 30.2906 | 28.5281 | 47.4555 | 44.1162 | 41.6268 | 44.6522 | 36.1917 | 33.7285 | 33.4816 | 31.2912 | 29.3215 | 27.9579 | 21.4278 | 18.8349 | 19.7631 | 18.0757 | 11.7494 | 13.6548 | 17.535 | 15.9698
|  |  |  | Fuel | Fuel | 1.966 | -18.7427 | 7.0051 | 0.39071 | -1.8779 | 6.0181 | -0.55555 | -1.3643 | -3.8472 | -4.0249 | -19.5197 | 8.5397 | 7.9119 | 23.6741 | 13.2015 | 5.6182 | 7.7895 | 28.1809 | 2.1692 | -13.6906 | 10.5568 | 9.3968 | 16.3778 | 11.7279 | 14.6618
|  |  |  | VOM | VOM | -1.4451 | -0.050323 | -0.72907 | -0.7897 | -17.2658 | -27.152 | -27.2352 | -20.4264 | -25.7032 | -26.9879 | -26.7671 | -26.6622 | -24.6814 | -22.793 | -18.2475 | -18.6263 | -15.8285 | -12.8823 | -13.7472 | -13.3452 | -12.0748 | -11.0374 | -11.4493 | -8.8157 | -7.9727
|  |  |  | REZ Tx | REZ Expansion | 0.052453 | 1.0782 | -2.5763 | -11.3171 | -13.8495 | -32.6076 | -30.434 | -28.5273 | -26.5857 | -24.15 | -19.8953 | -18.7042 | -23.6773 | -19.5442 | -18.5867 | -18.2706 | -16.8246 | -15.0234 | -13.2288 | -8.827 | -10.0122 | 0.74897 | -0.50459 | -0.47594 | -1.3452
|  |  |  | USE+DSP | USE+DSP | -1.387e-05 | -0.3629 | -0.22852 | -1.6632 | 1.643 | 656.4846 | -1.4556e-05 | -1.4443e-05 | -0.010086 | -0.074139 | -12.6264 | -19.6438 | -1.4814e-05 | -0.43132 | -0.060628 | -4.3105 | 0.11144 | -19.6768 | -5.0237 | 1.1155 | 0.1481 | 3.7399 | -6.1134 | 1.783 | -0.26843
|  |  |  | Rehab | Rehab | 0 | 0 | 0 | 0 | 0 | 0 | 0 | 0 | 0 | 0 | 0 | 0 | 0 | 0 | 0 | 0 | 0 | 0 | 0 | 0 | 0 | 0 | 0 | 0 | 0
[5 empty] | Total cumulative market benefits | 0.57328 | -0.68959 | 103.2599 | 132.1527 | 336.3097 | 1218.6745 | 519.4997 | 573.2842 | 524.0531 | 489.4308 | 456.3183 | 422.116 | 405.5669 | 415.3881 | 382.3647 | 344.9088 | 333.5949 | 262.317 | 235.0552 | 231.7673 | 234.2615 | 213.9102 | 188.7486 | 176.0123 | 161.1785
NEM discounted market benefits by year (cumulative)
[5 empty] | Real June 2023 dollars ($m) discounted to 1 July 2023 | 2024-25 | 2025-26 | 2026-27 | 2027-28 | 2028-29 | 2029-30 | 2030-31 | 2031-32 | 2032-33 | 2033-34 | 2034-35 | 2035-36 | 2036-37 | 2037-38 | 2038-39 | 2039-40 | 2040-41 | 2041-42 | 2042-43 | 2043-44 | 2044-45 | 2045-46 | 2046-47 | 2047-48 | 2048-49
|  |  |  | Build | Capex | 0 | 15.7217 | 106.8218 | 244.864 | 585.7954 | 1171.4361 | 1720.6326 | 2296.7793 | 2832.8624 | 3335.9033 | 3826.3778 | 4268.7726 | 4681.0578 | 5082.0587 | 5456.8257 | 5808.0022 | 6138.3914 | 6398.6823 | 6644.733 | 6891.4846 | 7119.0525 | 7318.365 | 7495.1483 | 7649.4063 | 7789.5395
|  |  |  | FOM | FOM | 0 | 1.6664 | 10.355 | 17.8448 | 44.5733 | 74.8639 | 103.392 | 150.8475 | 194.9637 | 236.5905 | 281.2427 | 317.4344 | 351.1629 | 384.6445 | 415.9357 | 445.2572 | 473.215 | 494.6428 | 513.4778 | 533.2409 | 551.3165 | 563.0659 | 576.7208 | 594.2558 | 610.2256
|  |  |  | Fuel | Fuel | 1.966 | -16.7767 | -9.7717 | -9.3809 | -11.2589 | -5.2407 | -5.7963 | -7.1606 | -11.0078 | -15.0327 | -34.5523 | -26.0126 | -18.1007 | 5.5735 | 18.7749 | 24.3931 | 32.1827 | 60.3636 | 62.5328 | 48.8422 | 59.399 | 68.7958 | 85.1736 | 96.9015 | 111.5633
|  |  |  | VOM | VOM | -1.4451 | -1.4955 | -2.2245 | -3.0142 | -20.28 | -47.432 | -74.6673 | -95.0937 | -120.7969 | -147.7848 | -174.5519 | -201.2141 | -225.8955 | -248.6886 | -266.9361 | -285.5624 | -301.3909 | -314.2732 | -328.0204 | -341.3656 | -353.4404 | -364.4778 | -375.927 | -384.7427 | -392.7154
|  |  |  | REZ Tx | REZ Expansion | 0.052453 | 1.1307 | -1.4456 | -12.7627 | -26.6121 | -59.2197 | -89.6537 | -118.181 | -144.7667 | -168.9167 | -188.812 | -207.5162 | -231.1935 | -250.7377 | -269.3244 | -287.595 | -304.4196 | -319.443 | -332.6718 | -341.4989 | -351.511 | -350.7621 | -351.2666 | -351.7426 | -353.0878
|  |  |  | USE+DSP | USE+DSP | -1.387e-05 | -0.36292 | -0.59143 | -2.2546 | -0.61159 | 655.873 | 655.873 | 655.873 | 655.8629 | 655.7887 | 643.1624 | 623.5185 | 623.5185 | 623.0872 | 623.0265 | 618.716 | 618.8274 | 599.1506 | 594.1269 | 595.2424 | 595.3905 | 599.1303 | 593.017 | 594.8 | 594.5315
|  |  |  | Rehab | Rehab | 0 | 0 | 0 | 0 | 0 | 0 | 0 | 0 | 0 | 0 | 0 | 0 | 0 | 0 | 0 | 0 | 0 | 0 | 0 | 0 | 0 | 0 | 0 | 0 | 0
[5 empty] | Total cumulative market benefits | 0.57328 | -0.1163 | 103.1436 | 235.2963 | 571.6061 | 1790.2805 | 2309.7803 | 2883.0645 | 3407.1176 | 3896.5484 | 4352.8666 | 4774.9827 | 5180.5495 | 5595.9376 | 5978.3024 | 6323.2111 | 6656.806 | 6919.123 | 7154.1782 | 7385.9455 | 7620.207 | 7834.1173 | 8022.8659 | 8198.8782 | 8360.0567
NEM capacity difference by year
Select region | NEM
[5 empty] | Capacity difference (GW) | 2024-25 | 2025-26 | 2026-27 | 2027-28 | 2028-29 | 2029-30 | 2030-31 | 2031-32 | 2032-33 | 2033-34 | 2034-35 | 2035-36 | 2036-37 | 2037-38 | 2038-39 | 2039-40 | 2040-41 | 2041-42 | 2042-43 | 2043-44 | 2044-45 | 2045-46 | 2046-47 | 2047-48 | 2048-49
[5 empty] | Black Coal | 0 | 0 | 0 | 0 | 0 | 0 | 0 | 0 | 0 | 0 | 0 | 0 | 0 | 0 | 0 | 0 | 0 | 0 | 0 | 0 | 0 | 0 | 0 | 0 | 0
[5 empty] | Brown Coal | 0 | 0 | 0 | 0 | 0 | 0 | 0 | 0 | 0 | 0 | 0 | 0 | 0 | 0 | 0 | 0 | 0 | 0 | 0 | 0 | 0 | 0 | 0 | 0 | 0
[5 empty] | CCGT | 0 | 0 | 0 | 0 | 0 | 0 | 0 | 0 | 0 | 0 | 0 | 0 | 0 | -2.3507e-07 | -2.3525e-07 | -1.2171e-07 | 1.4481e-07 | 2.7827e-07 | 1.7621e-07 | 1.3869e-07 | 1.3649e-07 | 1.8577e-07 | 1.7305e-07 | 2.1489e-07 | 1.9721e-07
[5 empty] | Gas - Steam | 0 | 0 | 0 | 0 | 0 | 0 | 0 | 0 | 0 | 0 | 0 | 0 | 0 | 0 | 0 | 0 | 0 | 0 | 0 | 0 | 0 | 0 | 0 | 0 | 0
[5 empty] | OCGT / Diesel | 0 | 0 | 0 | 0 | 0 | 0 | 0 | 0 | 0 | 4.1003e-07 | 4.9365e-07 | 3.9695e-07 | 4.0045e-07 | -0.49594 | -0.49594 | -0.49594 | -0.49594 | 0.6078 | 0.6078 | 0.43713 | -0.24253 | -0.24253 | -0.15259 | -0.94731 | -1.3586
[5 empty] | Hydro | 0 | 0 | 0 | 0 | 0 | 0 | 0 | 0 | 0 | 0 | 0 | 0 | 0 | 0 | 0 | 0 | 0 | 0 | 0 | 0 | 0 | 0 | 0 | 0 | 0
[5 empty] | Hydrogen Turbine | 0 | 0 | 0 | 0 | 0 | 0 | 0 | 0 | 0 | 0 | 0 | 0 | 0 | 0 | 0 | 0 | 0 | 0 | 0 | 0 | 0 | 0 | 0 | 0 | 0
[5 empty] | Wind | 0 | -0.073967 | 0.44061 | 1.9453 | 1.735 | 2.4909 | 2.4768 | 2.2529 | 2.2603 | 2.2673 | 2.0691 | 2.1471 | 2.1471 | 2.1471 | 2.1471 | 2.1471 | 2.145 | 2.7821 | 2.1611 | 1.9807 | 2.1414 | 1.0894 | 1.3951 | 1.1524 | 1.4873
[5 empty] | Solar PV | 0 | -2.2868e-06 | -0.72386 | -1.9154 | -2.5913 | -4.1428 | -4.1428 | -4.1428 | -4.1428 | -4.2004 | -4.009 | -3.9907 | -3.9907 | -3.9907 | -3.9907 | -3.9907 | -4.1053 | -4.8888 | -4.0691 | -4.1553 | -4.2046 | -2.7846 | -2.8931 | -2.3313 | -2.4527
[5 empty] | Grid Battery | 0 | 2.7664e-07 | -0.35304 | -1.2902 | -1.2902 | -1.4455 | -1.4455 | -1.4455 | -1.4455 | -1.4455 | -1.4455 | -1.4455 | -1.4455 | -1.4455 | -1.4455 | -1.4455 | -1.4455 | -1.2803 | -0.91643 | -0.91643 | -0.71926 | 0.16667 | -0.33941 | -0.33506 | -0.33506
[5 empty] | Pumped Hydro | 0 | 0 | 0 | 0 | 0 | 0 | 0 | 0 | 0 | 0 | 0 | 0 | 0 | 0 | 0 | 0 | 0 | 0 | 0 | 0 | 0 | 0 | 0 | 0 | 0
[5 empty] | VPP | 0 | 0 | 0 | 0 | 0 | 0 | 0 | 0 | 0 | 0 | 0 | 0 | 0 | 0 | 0 | 0 | 0 | 0 | 0 | 0 | 0 | 0 | 0 | 0 | 0
[5 empty] | Grid Battery pump | 0 | 0 | 0 | 0 | 0 | 0 | 0 | 0 | 0 | 0 | 0 | 0 | 0 | 0 | 0 | 0 | 0 | 0 | 0 | 0 | 0 | 0 | 0 | 0 | 0
[5 empty] | Pumped Hydro Pump | 0 | 0 | 0 | 0 | 0 | 0 | 0 | 0 | 0 | 0 | 0 | 0 | 0 | 0 | 0 | 0 | 0 | 0 | 0 | 0 | 0 | 0 | 0 | 0 | 0
[5 empty] | VPP pump | 0 | 0 | 0 | 0 | 0 | 0 | 0 | 0 | 0 | 0 | 0 | 0 | 0 | 0 | 0 | 0 | 0 | 0 | 0 | 0 | 0 | 0 | 0 | 0 | 0
NEM generation difference by year
Select region | NEM
[5 empty] | Sent-out generation difference (TWh)* | 2024-25 | 2025-26 | 2026-27 | 2027-28 | 2028-29 | 2029-30 | 2030-31 | 2031-32 | 2032-33 | 2033-34 | 2034-35 | 2035-36 | 2036-37 | 2037-38 | 2038-39 | 2039-40 | 2040-41 | 2041-42 | 2042-43 | 2043-44 | 2044-45 | 2045-46 | 2046-47 | 2047-48 | 2048-49
[5 empty] | Black Coal | -0.0098264 | 0.09339 | -0.46333 | -0.13004 | -0.36779 | 0.0009978 | -0.046359 | -0.078748 | -0.063696 | 0.63398 | 0.15856 | 0.20339 | 0.21749 | -0.030155 | 0.16544 | -0.10169 | -0.087667 | 0.087547 | 0.056903 | 0.14009 | 0.025331 | 0.068804 | 0.047449 | 0.089542 | 0.08277
[5 empty] | Brown Coal | 0.061983 | -0.099754 | 0.43429 | 0.093005 | 0.31869 | 0 | 0.13872 | 0.28068 | 0.058076 | 0.052835 | 0.036236 | 0.044272 | 0.03648 | 0.029641 | 0.031357 | 0.032214 | 0.027938 | 0.027854 | 0.040361 | 0.035806 | 0.012284 | 0.02138 | 0.0051667 | 0 | 0
[5 empty] | CCGT | 1.9333e-05 | 0.00056967 | 0.0053148 | 0.00075112 | -0.064174 | -0.0035398 | 0.011051 | 0.0030789 | 0.083151 | -0.10399 | 0.32385 | -0.019421 | -0.14902 | -0.18822 | -0.20314 | 0.044405 | 0.053345 | 0.051056 | 0.38198 | 0.035237 | 0.057175 | 0.039973 | 0.0028842 | 0.003602 | -0.0045992
[5 empty] | Gas - Steam | 0.00014428 | 0.14232 | -0.0061127 | -0.026086 | 0.0031413 | -0.060708 | 7.2241e-09 | 0.00082989 | 0.0036335 | 0.0017198 | 0.024598 | -0.0078788 | -0.0025533 | -0.042811 | -0.018625 | 0 | 0 | 0 | 0 | 0 | 0 | 0 | 0 | 0 | 0
[5 empty] | OCGT / Diesel | -0.0069651 | 0.0059229 | 0.013693 | 0.026086 | 0.12236 | -0.041046 | 0.006025 | 0.011385 | -0.0011362 | 0.0082794 | 0.047215 | -0.1523 | -0.069372 | -0.25363 | -0.13158 | -0.10159 | -0.13415 | -0.61136 | -0.23025 | 0.32561 | -0.28988 | -0.26185 | -0.44687 | -0.28959 | -0.4152
[5 empty] | Hydro | 0.051042 | -0.036005 | 0.036001 | 0.018421 | 0.19943 | 0.31671 | 0.48251 | 0.64356 | 0.58239 | 0.25503 | 0.3559 | 0.68574 | 0.82886 | 0.98531 | 0.82646 | 0.89875 | 0.88271 | 0.77245 | 0.51521 | 0.73612 | 0.52508 | 0.33293 | 0.69975 | 0.57937 | 0.43601
[5 empty] | Hydrogen Turbine | 0 | 0 | 0 | 0 | 0 | 0 | 0 | 0 | 0 | 0 | 0 | 0 | 0 | 0 | 0 | 0 | 0 | 0 | 0 | 0 | 0 | 0 | 0 | 0 | 0
[5 empty] | Wind | -0.00051882 | -0.11706 | 1.1302 | 3.9881 | 3.6941 | 6.0188 | 6.0899 | 5.6554 | 5.6952 | 5.9729 | 5.4962 | 6.0141 | 6.202 | 5.8446 | 5.9919 | 6.3042 | 6.8449 | 8.2779 | 6.3273 | 5.4844 | 6.8226 | 3.9313 | 3.9355 | 3.165 | 3.9117
[5 empty] | Solar PV | -0.0013076 | 0.017228 | -1.3879 | -4.2729 | -4.0065 | -6.3254 | -6.8638 | -6.472 | -6.6438 | -7.0859 | -6.7993 | -7.0364 | -7.3351 | -6.6412 | -7.0184 | -7.413 | -7.8177 | -9.2848 | -7.5448 | -7.3242 | -7.8502 | -4.4742 | -4.2917 | -3.6859 | -4.3011
[5 empty] | Grid Battery | 0.0031221 | 0.0030956 | -0.72377 | -2.291 | -2.335 | -3.1457 | -3.1672 | -2.822 | -3.1113 | -3.2008 | -3.061 | -3.1371 | -3.2657 | -3.1277 | -3.2703 | -3.2606 | -3.1964 | -3.0972 | -2.7127 | -2.6558 | -2.3909 | -0.50017 | -0.92482 | -0.89576 | -0.9203
[5 empty] | Pumped Hydro | 0 | 0 | 0 | 0 | 0 | 0 | 0 | 0 | 0 | 0 | 0 | 0 | 0 | 0 | 0 | 0 | 0 | 0 | 0 | 0 | 0 | 0 | 0 | 0 | 0
[5 empty] | VPP | 0.0001602 | 0.00020624 | 0.0006019 | 0.00048284 | 0.0013185 | -0.00029977 | 0.0017513 | 0.0053006 | 0.0032233 | 0.00066701 | 0.00098083 | 0.00028759 | 0.0027899 | 0.0071626 | 0.0060274 | 0.0098676 | 0.0058337 | 0.0055288 | -0.0024067 | -0.0038252 | 0.0003793 | -5.0543e-05 | 0.013004 | 0.016625 | 0.010646
[5 empty] | Grid Battery pump | 0 | 0 | 0 | 0 | 0 | 0 | 0 | 0 | 0 | 0 | 0 | 0 | 0 | 0 | 0 | 0 | 0 | 0 | 0 | 0 | 0 | 0 | 0 | 0 | 0
[5 empty] | Pumped Hydro Pump | 0 | 0 | 0 | 0 | 0 | 0 | 0 | 0 | 0 | 0 | 0 | 0 | 0 | 0 | 0 | 0 | 0 | 0 | 0 | 0 | 0 | 0 | 0 | 0 | 0
[5 empty] | VPP pump | 0 | 0 | 0 | 0 | 0 | 0 | 0 | 0 | 0 | 0 | 0 | 0 | 0 | 0 | 0 | 0 | 0 | 0 | 0 | 0 | 0 | 0 | 0 | 0 | 0
*Generation shown is sent-out, as is demand.
Central-West Orana capacity difference by year | [30 empty] | Far North QLD
Select REZ | Central-West Orana | [29 empty] | North Qld Clean Energy Hub
Northern Qld
[5 empty] | Capacity difference (MW) | 2024-25 | 2025-26 | 2026-27 | 2027-28 | 2028-29 | 2029-30 | 2030-31 | 2031-32 | 2032-33 | 2033-34 | 2034-35 | 2035-36 | 2036-37 | 2037-38 | 2038-39 | 2039-40 | 2040-41 | 2041-42 | 2042-43 | 2043-44 | 2044-45 | 2045-46 | 2046-47 | 2047-48 | 2048-49 | Isaac
[5 empty] | Solar PV | 0 | 7.0862e-06 | -247.3678 | 130.8538 | -151.695 | -1355.0874 | -1355.088 | -1355.088 | -1355.088 | -1355.088 | -1355.088 | -1355.088 | -1355.088 | -1355.088 | -1355.088 | -1355.0874 | -1355.0874 | -1355.0874 | -1355.0874 | -1355.0874 | -1355.0874 | -673.6294 | -328.7573 | 0 | 0 | Barcaldine
[5 empty] | Wind | 0 | 4.7198e-06 | 89.1426 | -8.6117 | -89.2249 | -89.2249 | -89.2249 | -89.2249 | -89.2249 | -89.2249 | -89.2249 | -89.2249 | -89.2249 | -89.2249 | -89.2249 | -89.2249 | -89.2249 | -89.2249 | -89.2249 | -89.2249 | -89.2249 | -89.2249 | -89.2249 | -89.2249 | -89.2249 | Fitzroy
[5 empty] | Offshore wind | 0 | 0 | 0 | 0 | 0 | 0 | 0 | 0 | 0 | 0 | 0 | 0 | 0 | 0 | 0 | 0 | 0 | 0 | 0 | 0 | 0 | 0 | 0 | 0 | 0 | Wide Bay
Darling Downs
Banana
North West NSW
New England
Central-West Orana
Broken Hill
South West NSW
Wagga Wagga
Tumut
Cooma-Monaro
Hunter-Central Coast
Ovens Murray
Central-West Orana generation difference by year | [30 empty] | Murray River
Select REZ | Central-West Orana | [29 empty] | Western Victoria
South West Victoria
[5 empty] | Sent-out generation difference (GWh)* | 2024-25 | 2025-26 | 2026-27 | 2027-28 | 2028-29 | 2029-30 | 2030-31 | 2031-32 | 2032-33 | 2033-34 | 2034-35 | 2035-36 | 2036-37 | 2037-38 | 2038-39 | 2039-40 | 2040-41 | 2041-42 | 2042-43 | 2043-44 | 2044-45 | 2045-46 | 2046-47 | 2047-48 | 2048-49 | Gippsland
[5 empty] | Solar PV | -2.7925 | -0.84359 | -530.1549 | 258.6819 | 5.0363 | -1884.9983 | -1971.1936 | -1775.772 | -1959.757 | -1902.9189 | -2074.3996 | -2077.3744 | -2206.3465 | -2161.8267 | -2235.1526 | -2273.2934 | -2326.6278 | -2366.4854 | -2272.7559 | -2365.1349 | -2408.5324 | -850.0275 | -344.3773 | 96.6599 | 172.9181 | Central North VIC
[5 empty] | Wind | 1.1618 | -1.0562 | 299.1172 | -32.5436 | -130.0855 | 22.2918 | 75.9868 | 36.9539 | 74.7627 | 52.2205 | 49.1028 | 68.4605 | 44.5906 | 6.118 | -7.2461 | 54.1482 | 21.8847 | 61.0326 | 29.2559 | 35.3413 | 57.8959 | -46.4865 | -142.1168 | -212.0951 | -205.8357 | South East SA
[5 empty] | Offshore wind | 0 | 0 | 0 | 0 | 0 | 0 | 0 | 0 | 0 | 0 | 0 | 0 | 0 | 0 | 0 | 0 | 0 | 0 | 0 | 0 | 0 | 0 | 0 | 0 | 0 | Riverland
Mid-North SA
Yorke Peninsula
Northern SA
Leigh Creek
Roxby Downs
Eastern Eyre Peninsula
Western Eyre Peninsula
North East Tasmania
North West Tasmania
Central Highlands
Hunter Coast
Illawarra Coast
Gippsland Coast
North West Tasmania Coast
Portland Coast
South East SA Coast

## BaseCase_CF
Annual capacity factor by technology - BaseCase, Progressive Change Scenario
Non-scheduled generation including Distributed PV is not shown.
Explicitly modelled generation
Region | Technology | 2024-25 | 2025-26 | 2026-27 | 2027-28 | 2028-29 | 2029-30 | 2030-31 | 2031-32 | 2032-33 | 2033-34 | 2034-35 | 2035-36 | 2036-37 | 2037-38 | 2038-39 | 2039-40 | 2040-41 | 2041-42 | 2042-43 | 2043-44 | 2044-45 | 2045-46 | 2046-47 | 2047-48 | 2048-49
NEM | Black Coal | 52.66% | 42.51% | 43.57% | 39.21% | 39.97% | 33.98% | 35.09% | 37.03% | 42.2% | 56.53% | 57.6% | 51.76% | 49.05% | 53.15% | 59.02% | 55.65% | 62.04% | 60.24% | 64.31% | 63.45% | 61.01% | 58.13% | 59.68% | 59.44% | 54.3%
NEM | Brown Coal | 65.38% | 54.77% | 45.97% | 46.99% | 47.46% | 44.8% | 48.53% | 45.73% | 49.75% | 61.72% | 46.7% | 56.84% | 44.95% | 54.29% | 61.94% | 59.59% | 57.52% | 61.06% | 61.44% | 61.78% | 59.46% | 14.19% | 47.58% | - | -
NEM | CCGT | 5.526% | 4.006% | 4.879% | 5.66% | 6.897% | 3.495% | 3.901% | 3.381% | 4.358% | 6.733% | 16.59% | 11.67% | 11.44% | 17.56% | 19.83% | 25.32% | 34.57% | 31.63% | 35.16% | 33.2% | 29.87% | 30.5% | 28.06% | 29.99% | 30.84%
NEM | Gas - Steam | 0.4324% | 34.36% | 50.25% | 42.79% | 52.88% | 33.56% | 1.144e-06% | 0.04754% | 0.1422% | 0.7492% | 5.117% | 3.538% | 2.437% | 6.848% | 2.012% | - | - | - | - | - | - | - | - | - | -
NEM | OCGT / Diesel | 0.6316% | 0.9812% | 0.9342% | 0.7576% | 1.315% | 0.7144% | 0.117% | 0.04% | 0.1837% | 0.6894% | 2.103% | 1.51% | 1.161% | 2.423% | 1.213% | 3.246% | 9.376% | 8.673% | 6.891% | 12.23% | 8.682% | 11.33% | 9.896% | 11.27% | 12.35%
NEM | Hydro | 28.72% | 25.04% | 20.88% | 17.36% | 22.57% | 18.15% | 19.06% | 17.29% | 17.86% | 22.5% | 20.84% | 18.31% | 20.95% | 26.6% | 23.6% | 22.47% | 21.36% | 22.18% | 24.53% | 24.91% | 23.92% | 23.13% | 27.56% | 26.92% | 27.87%
NEM | Hydrogen Turbine | bar: 2024-25 to 2048-49
NEM | Wind | 31.92% | 32.96% | 32.05% | 30.47% | 30.5% | 28.73% | 29.81% | 31.59% | 31.61% | 32.2% | 32.31% | 33.57% | 34.04% | 33.74% | 33.83% | 33.49% | 34.69% | 33.57% | 33.14% | 33.59% | 35.25% | 35.37% | 34.69% | 34.39% | 34.02%
NEM | Solar PV | 22.68% | 21.29% | 22.28% | 21.6% | 20.38% | 19.79% | 21.26% | 21.17% | 22.62% | 23.52% | 23.07% | 23.75% | 24.03% | 21.71% | 22.81% | 24.19% | 24.44% | 24.38% | 24.35% | 23.61% | 25.05% | 24.56% | 21.25% | 22.29% | 23.34%
NEM | Grid Battery | 7.576% | 5.723% | 8.542% | 10.05% | 9.908% | 10.86% | 11.53% | 10.13% | 10.41% | 10.2% | 8.613% | 8.772% | 9.245% | 8.848% | 9.147% | 9.132% | 8.732% | 9.239% | 9.444% | 9.629% | 10.71% | 10.88% | 9.807% | 10.07% | 10.12%
NEM | PHES | 13.9% | 14.62% | 16.83% | 14.84% | 23.43% | 15.96% | 13.62% | 13.67% | 16.23% | 18.6% | 19.22% | 20.13% | 20.61% | 19.19% | 19.3% | 20.36% | 19.76% | 20.63% | 21.05% | 21.54% | 22.57% | 22.82% | 20.75% | 20.32% | 20.87%
NEM | VPP | 9.304% | 7.584% | 8.095% | 7.823% | 7.388% | 7.27% | 7.182% | 6.743% | 7.325% | 7.574% | 7.13% | 7.15% | 7.48% | 7.239% | 7.401% | 7.382% | 7.053% | 7.339% | 7.507% | 7.487% | 7.456% | 7.618% | 7.097% | 7.252% | 7.27%
Region | Technology | 2024-25 | 2025-26 | 2026-27 | 2027-28 | 2028-29 | 2029-30 | 2030-31 | 2031-32 | 2032-33 | 2033-34 | 2034-35 | 2035-36 | 2036-37 | 2037-38 | 2038-39 | 2039-40 | 2040-41 | 2041-42 | 2042-43 | 2043-44 | 2044-45 | 2045-46 | 2046-47 | 2047-48 | 2048-49
NSW1 | Black Coal | 48.36% | 40.74% | 49.64% | 40.85% | 45.51% | 31.99% | 35.8% | 30.39% | 37.47% | 48.17% | 51.73% | 46.74% | 47.22% | 42.75% | 54.19% | 54.34% | - | - | - | - | - | - | - | - | -
NSW1 | Brown Coal | bar: 2024-25 to 2048-49
NSW1 | CCGT | 0.1104% | 2.812% | 3.263% | 4.143% | 11.1% | 0.1746% | 2.007% | 0.05437% | 3.202% | 6.105% | 22.31% | 9.712% | 11.64% | 14.88% | 19.69% | 27.84% | 38.64% | 37.66% | 43.16% | - | - | - | - | - | -
NSW1 | Gas - Steam | bar: 2024-25 to 2048-49
NSW1 | OCGT / Diesel | 0.001716% | 0.2175% | 0.07937% | 0.02182% | 0.9691% | 0.27% | 0.0293% | 0.001899% | 0.006577% | 0.01111% | 1.097% | 1.031% | 0.9939% | 1.602% | 0.3788% | 2.451% | 11.52% | 9.223% | 8.304% | 13.53% | 13.91% | 15.63% | 13.38% | 15.78% | 14.99%
NSW1 | Hydro | 14.43% | 13.49% | 14.93% | 13.16% | 17.16% | 13.98% | 10.91% | 9.897% | 9.928% | 13.63% | 14.18% | 13.08% | 10.22% | 16.17% | 13.21% | 11.36% | 11.69% | 11.28% | 13.19% | 14.33% | 13.84% | 12.12% | 17.02% | 16.19% | 17.25%
NSW1 | Hydrogen Turbine | bar: 2024-25 to 2048-49
NSW1 | Wind | 32.65% | 33.92% | 33.57% | 30.84% | 31.16% | 25.87% | 26.38% | 27.56% | 28.7% | 29.05% | 28.85% | 29.99% | 31.52% | 32.42% | 29.52% | 30.53% | 30.92% | 31.56% | 30.98% | 30.87% | 31.97% | 32.07% | 32.27% | 29.49% | 30.17%
NSW1 | Solar PV | 21.01% | 19.92% | 24.38% | 22.87% | 20.32% | 19.91% | 21.43% | 20.56% | 21.58% | 22.35% | 21.82% | 23% | 23.34% | 21.35% | 21.99% | 23.78% | 24.02% | 24.16% | 24% | 23.26% | 24.85% | 24.29% | 21.19% | 21.73% | 23.47%
NSW1 | Grid Battery | 8.677% | 4.131% | 9.392% | 12.21% | 12.52% | 14.37% | 15.63% | 14.41% | 15.56% | 15.8% | 15.22% | 15.52% | 16.5% | 15.96% | 16.57% | 16.63% | 16.2% | 16.62% | 16.71% | 16.59% | 17.17% | 17.16% | 14.28% | 14.47% | 14.47%
NSW1 | PHES | 9.376% | 10.44% | 16.69% | 14.72% | 27.15% | 15.31% | 14.92% | 13.69% | 16.47% | 18.09% | 17.53% | 17.97% | 18.66% | 17.76% | 17.36% | 18.07% | 17.15% | 18.49% | 17.39% | 18.62% | 19.84% | 19.72% | 18.26% | 17.41% | 18.42%
NSW1 | VPP | 8.381% | 7.245% | 7.85% | 7.702% | 7.494% | 7.462% | 7.429% | 7.01% | 7.367% | 7.431% | 7.23% | 7.261% | 7.52% | 7.453% | 7.63% | 7.601% | 7.533% | 7.619% | 7.654% | 7.576% | 7.678% | 7.642% | 7.384% | 7.514% | 7.505%
Region | Technology | 2024-25 | 2025-26 | 2026-27 | 2027-28 | 2028-29 | 2029-30 | 2030-31 | 2031-32 | 2032-33 | 2033-34 | 2034-35 | 2035-36 | 2036-37 | 2037-38 | 2038-39 | 2039-40 | 2040-41 | 2041-42 | 2042-43 | 2043-44 | 2044-45 | 2045-46 | 2046-47 | 2047-48 | 2048-49
QLD1 | Black Coal | 57.06% | 44.33% | 39.5% | 37.85% | 37.64% | 34.45% | 34.88% | 39.16% | 44.23% | 61.3% | 62.42% | 55.89% | 50.55% | 61.7% | 62.99% | 56.73% | 62.04% | 60.24% | 64.31% | 63.45% | 61.01% | 58.13% | 59.68% | 59.44% | 54.3%
QLD1 | Brown Coal | bar: 2024-25 to 2048-49
QLD1 | CCGT | 6.235% | 6.098% | 6.181% | 5.953% | 6.193% | 6.022% | 5.979% | 5.742% | 6.008% | 7.009% | 16.58% | 15.08% | 16.06% | 21.55% | 23.28% | 29.2% | 39.63% | 35.31% | 38.72% | 39.66% | 35.68% | 45.46% | 60.49% | 64.65% | 66.48%
QLD1 | Gas - Steam | bar: 2024-25 to 2048-49
QLD1 | OCGT / Diesel | 6.399e-07% | 9.538e-07% | 8.917e-07% | 8.526e-07% | 8.527e-07% | 0.04285% | 1.308e-06% | 1.462e-06% | 1.644e-06% | 0.002482% | 0.0214% | 0.03826% | 3.081e-06% | 0.9849% | 3.63e-06% | 2.394% | 8.512% | 5.405% | 2.492% | 7.592% | 6.59% | 11.33% | 10.22% | 10.56% | 12.03%
QLD1 | Hydro | 53.1% | 53.47% | 50.54% | 47.83% | 47.82% | 40.59% | 41.15% | 46.63% | 52.3% | 54.38% | 54.1% | 53.5% | 52.42% | 45.2% | 44.25% | 40.27% | 44.26% | 43.96% | - | - | - | - | - | - | -
QLD1 | Hydrogen Turbine | bar: 2024-25 to 2048-49
QLD1 | Wind | 38.42% | 35.06% | 33.26% | 30.77% | 31.74% | 28.97% | 31.61% | 32.9% | 34.68% | 33.45% | 33.97% | 35.07% | 34.47% | 35.3% | 35.41% | 36.34% | 36.03% | 34.96% | 32.55% | 33.13% | 34.41% | 33.07% | 33.68% | 33.46% | 33.8%
QLD1 | Solar PV | 23.22% | 21.84% | 18.72% | 19.36% | 19% | 17.35% | 19.93% | 22.91% | 25.91% | 26.89% | 26.09% | 26.89% | 26.8% | 22.9% | 25.28% | 26.67% | 27.38% | 26.23% | 26.11% | 25.18% | 26.24% | 25.58% | 21.5% | 23.21% | 24%
QLD1 | Grid Battery | 8.493% | 7.04% | 7.456% | 7.637% | 6.835% | 6.431% | 6.698% | 6.925% | 7.319% | 7.459% | 7.44% | 7.372% | 7.289% | 7.055% | 7.289% | 7.158% | 7.042% | 7.201% | 8.055% | 8.049% | 12.16% | 12.08% | 12.2% | 12.65% | 12.36%
QLD1 | PHES | 15.8% | 15.84% | 16.87% | 14.88% | 17.36% | 13.02% | 9.142% | 11.41% | 14.08% | 17.81% | 19.49% | 20.65% | 20.54% | 18.9% | 19.37% | 20.98% | 21.38% | 21.63% | 23.69% | 23.3% | 24.27% | 24.94% | 22.19% | 22.24% | 21.88%
QLD1 | VPP | 8.162% | 7.443% | 8.062% | 8.459% | 7.681% | 7.201% | 7.501% | 7.517% | 7.964% | 8.02% | 7.918% | 7.82% | 7.709% | 7.452% | 7.911% | 7.749% | 7.571% | 7.753% | 7.806% | 7.832% | 7.654% | 7.625% | 7.185% | 7.442% | 7.289%
Region | Technology | 2024-25 | 2025-26 | 2026-27 | 2027-28 | 2028-29 | 2029-30 | 2030-31 | 2031-32 | 2032-33 | 2033-34 | 2034-35 | 2035-36 | 2036-37 | 2037-38 | 2038-39 | 2039-40 | 2040-41 | 2041-42 | 2042-43 | 2043-44 | 2044-45 | 2045-46 | 2046-47 | 2047-48 | 2048-49
VIC1 | Black Coal | bar: 2024-25 to 2048-49
VIC1 | Brown Coal | 65.38% | 54.77% | 45.97% | 46.99% | 47.46% | 44.8% | 48.53% | 45.73% | 49.75% | 61.72% | 46.7% | 56.84% | 44.95% | 54.29% | 61.94% | 59.59% | 57.52% | 61.06% | 61.44% | 61.78% | 59.46% | 14.19% | 47.58% | - | -
VIC1 | CCGT | bar: 2024-25 to 2048-49
VIC1 | Gas - Steam | 0.3651% | 38.89% | 50.25% | 42.79% | 52.88% | 33.56% | 1.144e-06% | 0.04754% | 0.1422% | 0.7492% | 5.117% | 3.538% | 2.437% | 6.848% | 2.012% | - | - | - | - | - | - | - | - | - | -
VIC1 | OCGT / Diesel | 0.0246% | 0.002139% | 0.08961% | 0.02077% | 0.2775% | 0.06484% | 1.883e-06% | 1.97e-06% | 2.23e-06% | 0.0555% | 1.544% | 1.281% | 0.4936% | 1.574% | 0.3489% | 1.16% | 1.992% | 3.892% | 1.267% | 5.894% | 3.763% | 5.508% | 5.601% | 4.867% | 7.293%
VIC1 | Hydro | 16.62% | 17.01% | 16.21% | 13.58% | 20.37% | 16.97% | 14.64% | 14.71% | 13.38% | 16.41% | 16.9% | 16.05% | 13.47% | 20.2% | 16.94% | 14.64% | 14.63% | 13.37% | 16.33% | 16.89% | 16% | 13.45% | 20.2% | 20.23% | 20.19%
VIC1 | Hydrogen Turbine | bar: 2024-25 to 2048-49
VIC1 | Wind | 30.14% | 32.93% | 28.73% | 28.77% | 30.2% | 33.66% | 32.28% | 35.77% | 33.6% | 35.6% | 36.43% | 37.66% | 36.81% | 34.37% | 37.19% | 35.11% | 37.99% | 35.18% | 36.24% | 37.13% | 39.15% | 40.74% | 38.67% | 40.76% | 39.24%
VIC1 | Solar PV | 27.85% | 21.51% | 19% | 16.56% | 21.24% | 22.08% | 21.81% | 21.7% | 24% | 24.47% | 22.42% | 23.28% | 23.95% | 22.81% | 23.23% | 22.56% | 22.26% | 23.55% | 23.1% | 21.25% | 23.01% | 24.27% | 22.54% | 23.94% | 22.99%
VIC1 | Grid Battery | 6.095% | 8.142% | 8.72% | 8.603% | 7.827% | 7.615% | 7.296% | 5.727% | 5.418% | 5.367% | 4.194% | 4.32% | 4.581% | 4.215% | 4.299% | 4.23% | 3.839% | 4.175% | 4.368% | 4.463% | 4.519% | 4.681% | 4.057% | 4.256% | 4.353%
VIC1 | PHES | - | - | - | - | 26.25% | 22.72% | 22.42% | 20.14% | 21.66% | 22.49% | 23.72% | 25.4% | 26.91% | 24.52% | 25.16% | 25.69% | 23.27% | 24.4% | 24.75% | 25.45% | 26.16% | 26.49% | 24.27% | 23.95% | 25.31%
VIC1 | VPP | 10.13% | 7.838% | 8.53% | 8.442% | 7.485% | 7.669% | 7.179% | 6.818% | 7.278% | 7.942% | 7.041% | 7.17% | 7.622% | 7.006% | 7.217% | 7.079% | 6.634% | 7.195% | 7.379% | 7.47% | 7.498% | 7.629% | 6.692% | 6.908% | 6.981%
Region | Technology | 2024-25 | 2025-26 | 2026-27 | 2027-28 | 2028-29 | 2029-30 | 2030-31 | 2031-32 | 2032-33 | 2033-34 | 2034-35 | 2035-36 | 2036-37 | 2037-38 | 2038-39 | 2039-40 | 2040-41 | 2041-42 | 2042-43 | 2043-44 | 2044-45 | 2045-46 | 2046-47 | 2047-48 | 2048-49
SA1 | Black Coal | bar: 2024-25 to 2048-49
SA1 | Brown Coal | bar: 2024-25 to 2048-49
SA1 | CCGT | 8.911% | 1.209% | 4.377% | 8.264% | 8.239% | 1.037e-07% | 0.7359% | 0.3455% | 2.047% | 9.066% | 18.41% | 7.56% | 5.179% | - | - | - | - | - | - | - | - | - | - | - | -
SA1 | Gas - Steam | 0.4744% | 31.52% | - | - | - | - | - | - | - | - | - | - | - | - | - | - | - | - | - | - | - | - | - | - | -
SA1 | OCGT / Diesel | 3.279% | 4.773% | 4.656% | 3.911% | 4.92% | 3.157% | 0.7062% | 0.2595% | 1.501% | 5.118% | 9.643% | 6.25% | 5.159% | 8.686% | 7.06% | 9.889% | 14.01% | 14.75% | 12.75% | 18.34% | 10.48% | 13.78% | 11.25% | 11.03% | 13.68%
SA1 | Hydro | bar: 2024-25 to 2048-49
SA1 | Hydrogen Turbine | bar: 2024-25 to 2048-49
SA1 | Wind | 30.16% | 27.29% | 32.34% | 31.14% | 29.57% | 29.6% | 29.29% | 30.4% | 28.31% | 29.21% | 27.07% | 30.89% | 31.17% | 30.96% | 31.96% | 32.07% | 34.46% | 31.53% | 31.74% | 30.39% | 34.46% | 33.72% | 32.46% | 32.67% | 32.26%
SA1 | Solar PV | 21.74% | 25.81% | 26.68% | 25.94% | 23.43% | 23.18% | 22.81% | 21.75% | 22.34% | 23.2% | 22.37% | 22.24% | 23.5% | 23.51% | 24.06% | 24.28% | 23.57% | 23.66% | 23.48% | 23.65% | 26.14% | 25.03% | 22.31% | 22.8% | 22.5%
SA1 | Grid Battery | 6.906% | 4.567% | 7.111% | 7.07% | 6.929% | 6.584% | 6.791% | 6.026% | 6.962% | 7.131% | 6.748% | 6.715% | 7.175% | 7.017% | 7.052% | 7.132% | 6.576% | 6.878% | 7.195% | 8.432% | 15.15% | 16.73% | 17.04% | 17.77% | 18.81%
SA1 | PHES | bar: 2024-25 to 2048-49
SA1 | VPP | 9.641% | 7.756% | 8.131% | 7.554% | 7.314% | 7.076% | 7.047% | 6.398% | 7.223% | 7.407% | 6.936% | 6.895% | 7.295% | 7.228% | 7.216% | 7.327% | 6.85% | 7.086% | 7.403% | 7.295% | 7.189% | 7.665% | 7.259% | 7.345% | 7.372%
Region | Technology | 2024-25 | 2025-26 | 2026-27 | 2027-28 | 2028-29 | 2029-30 | 2030-31 | 2031-32 | 2032-33 | 2033-34 | 2034-35 | 2035-36 | 2036-37 | 2037-38 | 2038-39 | 2039-40 | 2040-41 | 2041-42 | 2042-43 | 2043-44 | 2044-45 | 2045-46 | 2046-47 | 2047-48 | 2048-49
TAS1 | Black Coal | bar: 2024-25 to 2048-49
TAS1 | Brown Coal | bar: 2024-25 to 2048-49
TAS1 | CCGT | 0% | 2.964e-07% | 2.954e-07% | 2.952e-07% | 2.952e-07% | 2.034e-07% | 8.447e-06% | 8.984e-06% | 9.589e-06% | 1e-05% | 1.024e-05% | 1.064e-05% | 1.192e-05% | 1.333e-05% | 1.332e-05% | 1.517e-05% | 1.584e-05% | 1.85e-05% | 1.851e-05% | 2.075e-05% | 2.131e-05% | 2.141e-05% | 2.227e-05% | 2.391e-05% | 2.602e-05%
TAS1 | Gas - Steam | bar: 2024-25 to 2048-49
TAS1 | OCGT / Diesel | 2.975e-06% | 4.043e-06% | 3.478e-06% | 3.038e-06% | 3.437e-06% | 7.062e-08% | 9.717e-06% | 1.038e-05% | 1.102e-05% | 1.13e-05% | 0.1033% | 0.03297% | 0.3598% | 0.4509% | 0.1211% | 0.3918% | 0.4372% | 1.636% | 0.5463% | 2.962% | 1.94% | 1.809% | 2.344% | 0.9632% | 2.343%
TAS1 | Hydro | 52.2% | 41.94% | 29.18% | 23.06% | 28.39% | 21.99% | 29.74% | 25.17% | 27.64% | 34.83% | 28.97% | 23.42% | 36.37% | 42.16% | 39.3% | 40.02% | 36.35% | 40.27% | 43.09% | 42.54% | 40.95% | 42.67% | 44.58% | 43.52% | 45.24%
TAS1 | Hydrogen Turbine | bar: 2024-25 to 2048-49
TAS1 | Wind | 32.97% | 36.35% | 31.76% | 31.64% | 23.3% | 25.8% | 36.03% | 38.38% | 34.88% | 36.47% | 36.14% | 34.13% | 36.92% | 35.82% | 35.48% | 31.77% | 31.89% | 32.07% | 31.92% | 33.67% | 35.2% | 37.91% | 36.01% | 36.95% | 34.07%
TAS1 | Solar PV | - | - | - | - | - | - | - | - | - | - | - | 14.65% | 14.84% | 13.01% | 14.25% | 13.96% | 13.04% | 13.89% | 15.85% | 14.96% | 15.7% | 15.92% | 13.62% | 15.47% | 15.2%
TAS1 | Grid Battery | bar: 2024-25 to 2048-49
TAS1 | PHES | - | - | - | - | - | - | - | - | - | - | - | - | - | - | - | - | - | 22.22% | 23.45% | 23.64% | 24.03% | 21.95% | 22.79% | 19.93% | 24.95%
TAS1 | VPP | - | 0.7628% | 3.854% | 5.648% | 4.185% | 4.563% | 4.6% | 4.575% | 4.519% | 4.13% | 4.691% | 5.015% | 6.636% | 6.009% | 5.968% | 6.706% | 5.734% | 6.319% | 6.379% | 6.426% | 6.066% | 6.077% | 5.98% | 5.634% | 6.857%
Explicitly modelled pumping
Region | Technology | 2024-25 | 2025-26 | 2026-27 | 2027-28 | 2028-29 | 2029-30 | 2030-31 | 2031-32 | 2032-33 | 2033-34 | 2034-35 | 2035-36 | 2036-37 | 2037-38 | 2038-39 | 2039-40 | 2040-41 | 2041-42 | 2042-43 | 2043-44 | 2044-45 | 2045-46 | 2046-47 | 2047-48 | 2048-49
NEM | Grid Battery pump | 7.94% | 7.027% | 7.306% | 8.611% | 7.864% | 10.76% | 12.19% | 12.83% | 15.32% | 16.13% | 15.27% | 15.76% | 16.75% | 16.09% | 16.41% | 17.34% | 17.12% | 18.59% | 20.38% | 20.46% | 21.56% | 22.56% | 19.88% | 19.22% | 18.19%
NEM | PHES Pump | 19.04% | 22.67% | 27.82% | 26.45% | 32.95% | 23.97% | 23.24% | 22.9% | 23.48% | 25.28% | 22.16% | 23.04% | 22.73% | 22.02% | 19.52% | 18.78% | 17.85% | 19.21% | 19.86% | 17.84% | 17.83% | 18.74% | 17.07% | 15.3% | 12.97%
NEM | VPP pump | 10% | 10.01% | 10.2% | 10.24% | 9.195% | 9.313% | 9.508% | 9.211% | 9.416% | 9.549% | 8.725% | 8.581% | 8.927% | 8.143% | 8.332% | 8.355% | 8.087% | 8.354% | 8.755% | 8.629% | 8.678% | 8.955% | 8.333% | 8.446% | 8.135%
Region | Technology | 2024-25 | 2025-26 | 2026-27 | 2027-28 | 2028-29 | 2029-30 | 2030-31 | 2031-32 | 2032-33 | 2033-34 | 2034-35 | 2035-36 | 2036-37 | 2037-38 | 2038-39 | 2039-40 | 2040-41 | 2041-42 | 2042-43 | 2043-44 | 2044-45 | 2045-46 | 2046-47 | 2047-48 | 2048-49
NSW1 | Grid Battery pump | 10.23% | 4.877% | 11.22% | 14.63% | 14.98% | 17.19% | 18.72% | 17.25% | 18.59% | 18.89% | 18.24% | 18.52% | 19.75% | 19.15% | 19.8% | 19.88% | 19.44% | 19.83% | 19.99% | 19.86% | 20.55% | 20.58% | 16.97% | 17.24% | 17.24%
NSW1 | PHES Pump | 22.06% | 16.84% | 28.12% | 28.99% | 12.83% | 5.877% | 5.605% | 3.825% | 5.628% | 7.809% | 6.666% | 7.008% | 6.652% | 7.247% | 5.775% | 5.931% | 5.823% | 7.38% | 7.312% | 7.043% | 8.479% | 8.54% | 7.993% | 6.443% | 6.829%
NSW1 | VPP pump | 9.862% | 8.528% | 9.218% | 9.073% | 8.819% | 8.769% | 8.756% | 8.247% | 8.666% | 8.735% | 8.516% | 8.53% | 8.847% | 8.788% | 8.973% | 8.928% | 8.888% | 8.949% | 8.999% | 8.915% | 9.028% | 9.016% | 8.664% | 8.848% | 8.822%
Region | Technology | 2024-25 | 2025-26 | 2026-27 | 2027-28 | 2028-29 | 2029-30 | 2030-31 | 2031-32 | 2032-33 | 2033-34 | 2034-35 | 2035-36 | 2036-37 | 2037-38 | 2038-39 | 2039-40 | 2040-41 | 2041-42 | 2042-43 | 2043-44 | 2044-45 | 2045-46 | 2046-47 | 2047-48 | 2048-49
QLD1 | Grid Battery pump | 10.03% | 8.315% | 8.781% | 9.041% | 8.046% | 7.594% | 7.909% | 8.201% | 8.62% | 8.81% | 8.785% | 8.709% | 8.606% | 8.352% | 8.592% | 8.459% | 8.332% | 8.512% | 9.507% | 9.497% | 14.31% | 14.22% | 14.36% | 14.89% | 14.55%
QLD1 | PHES Pump | 27.18% | 25.06% | 26.54% | 23.51% | 7.201% | 2.637% | 3% | 3.806% | 5.469% | 9.15% | 11.12% | 12.31% | 11.74% | 11.37% | 10.84% | 13.01% | 14.51% | 14.03% | 16.25% | 15.62% | 16.51% | 17.7% | 15.13% | 14.45% | 14.69%
QLD1 | VPP pump | 9.609% | 8.763% | 9.465% | 9.977% | 9.016% | 8.472% | 8.825% | 8.869% | 9.348% | 9.438% | 9.312% | 9.206% | 9.064% | 8.792% | 9.285% | 9.116% | 8.919% | 9.122% | 9.179% | 9.21% | 9.006% | 8.969% | 8.455% | 8.754% | 8.576%
Region | Technology | 2024-25 | 2025-26 | 2026-27 | 2027-28 | 2028-29 | 2029-30 | 2030-31 | 2031-32 | 2032-33 | 2033-34 | 2034-35 | 2035-36 | 2036-37 | 2037-38 | 2038-39 | 2039-40 | 2040-41 | 2041-42 | 2042-43 | 2043-44 | 2044-45 | 2045-46 | 2046-47 | 2047-48 | 2048-49
VIC1 | Grid Battery pump | 7.235% | 9.62% | 10.26% | 10.18% | 9.209% | 8.988% | 8.612% | 6.78% | 6.414% | 6.335% | 4.968% | 5.113% | 5.426% | 4.992% | 5.108% | 4.994% | 4.562% | 4.926% | 5.187% | 5.273% | 5.346% | 5.56% | 4.787% | 5.053% | 5.143%
VIC1 | PHES Pump | bar: 2024-25 to 2048-49
VIC1 | VPP pump | 11.92% | 9.23% | 10.02% | 9.957% | 8.786% | 9.023% | 8.446% | 8.038% | 8.572% | 9.33% | 8.287% | 8.424% | 8.968% | 8.242% | 8.516% | 8.305% | 7.83% | 8.441% | 8.706% | 8.771% | 8.815% | 9% | 7.85% | 8.13% | 8.21%
Region | Technology | 2024-25 | 2025-26 | 2026-27 | 2027-28 | 2028-29 | 2029-30 | 2030-31 | 2031-32 | 2032-33 | 2033-34 | 2034-35 | 2035-36 | 2036-37 | 2037-38 | 2038-39 | 2039-40 | 2040-41 | 2041-42 | 2042-43 | 2043-44 | 2044-45 | 2045-46 | 2046-47 | 2047-48 | 2048-49
SA1 | Grid Battery pump | 8.169% | 5.409% | 8.457% | 8.438% | 8.22% | 7.859% | 8.057% | 7.165% | 8.31% | 8.46% | 8.028% | 7.991% | 8.539% | 8.349% | 8.417% | 8.46% | 7.85% | 8.158% | 8.582% | 10.02% | 18.17% | 20.15% | 20.43% | 21.44% | 22.56%
SA1 | PHES Pump | bar: 2024-25 to 2048-49
SA1 | VPP pump | 11.33% | 9.137% | 9.543% | 8.912% | 8.582% | 8.349% | 8.269% | 7.526% | 8.522% | 8.691% | 8.16% | 8.112% | 8.582% | 8.503% | 8.514% | 8.596% | 8.084% | 8.313% | 8.734% | 8.56% | 8.458% | 9.042% | 8.517% | 8.666% | 8.65%
Region | Technology | 2024-25 | 2025-26 | 2026-27 | 2027-28 | 2028-29 | 2029-30 | 2030-31 | 2031-32 | 2032-33 | 2033-34 | 2034-35 | 2035-36 | 2036-37 | 2037-38 | 2038-39 | 2039-40 | 2040-41 | 2041-42 | 2042-43 | 2043-44 | 2044-45 | 2045-46 | 2046-47 | 2047-48 | 2048-49
TAS1 | Grid Battery pump | bar: 2024-25 to 2048-49
TAS1 | PHES Pump | bar: 2024-25 to 2048-49
TAS1 | VPP pump | - | 0.8965% | 4.529% | 6.654% | 4.921% | 5.383% | 5.397% | 5.395% | 5.322% | 4.86% | 5.53% | 5.878% | 7.821% | 7.061% | 7.017% | 7.89% | 6.77% | 7.417% | 7.525% | 7.546% | 7.132% | 7.17% | 7.012% | 6.635% | 8.061%

## BaseCase_Generation
Annual sent-out generation by technology (GWh) - BaseCase, Progressive Change Scenario
Non-scheduled generation including Distributed PV is not shown.
Explicitly modelled generation
Region | Technology | 2024-25 | 2025-26 | 2026-27 | 2027-28 | 2028-29 | 2029-30 | 2030-31 | 2031-32 | 2032-33 | 2033-34 | 2034-35 | 2035-36 | 2036-37 | 2037-38 | 2038-39 | 2039-40 | 2040-41 | 2041-42 | 2042-43 | 2043-44 | 2044-45 | 2045-46 | 2046-47 | 2047-48 | 2048-49
NEM | Black Coal | 75907.5557 | 61280.8563 | 51813.9899 | 41340.6681 | 32721.7743 | 21566.7075 | 18401.5268 | 18507.5869 | 17100.7512 | 18945.325 | 15550.483 | 13974.4714 | 13242.2568 | 14350.2217 | 15934.4236 | 15024.3361 | 9195.1933 | 8928.1623 | 9531.8473 | 9404.0236 | 9042.3554 | 8615.8469 | 8845.3577 | 8810.6303 | 8047.8222
NEM | Brown Coal | 27692.3429 | 23197.9033 | 19471.4015 | 19900.611 | 14071.8244 | 13284.5177 | 14390.3011 | 13559.225 | 14751.158 | 6272.221 | 2372.614 | 2887.885 | 2284.0518 | 2758.4094 | 3146.8884 | 3027.7668 | 2922.4834 | 3102.4917 | 3121.865 | 3139.0725 | 3020.9148 | 720.9158 | 2417.46 | 0 | 0
NEM | CCGT | 1430.4341 | 1037.027 | 1262.8687 | 1375.9205 | 1676.5415 | 849.5952 | 948.3645 | 821.9119 | 1059.2661 | 1636.5633 | 4033.7253 | 2835.9254 | 2394.9996 | 2863.2831 | 3232.1418 | 3806.8115 | 5198.4642 | 4756.148 | 5287.5359 | 3711.991 | 3339.9422 | 1688.5723 | 953.8147 | 1019.371 | 1048.2272
NEM | Gas - Steam | 49.2371 | 3912.675 | 2200.9617 | 1874.2363 | 2316.1973 | 1469.8555 | 5.0115e-05 | 2.0823 | 6.2303 | 32.8166 | 224.1192 | 154.9491 | 106.7605 | 299.9354 | 88.1289 | 0 | 0 | 0 | 0 | 0 | 0 | 0 | 0 | 0 | 0
NEM | OCGT / Diesel | 459.5062 | 713.8357 | 679.677 | 551.222 | 957.0846 | 519.7672 | 81.2245 | 27.7585 | 123.0705 | 425.8815 | 1277.437 | 900.0657 | 691.8673 | 1602.4657 | 802.4459 | 2022.0331 | 5741.5051 | 5761.6456 | 4520.9097 | 8255.4909 | 6325.2496 | 8130.387 | 6952.8862 | 8160.3141 | 10095.1239
NEM | Hydro | 18884.8744 | 16465.0789 | 13734.4426 | 11414.1825 | 14845.3128 | 11934.0614 | 12531.8901 | 11373.9945 | 11743.8618 | 14800.0244 | 13707.9686 | 12044.8036 | 13776.4379 | 17293.0274 | 15340.7107 | 14609.9829 | 13886.2067 | 14419.8287 | 15806.4245 | 16047.5888 | 15408.6738 | 14901.8713 | 17759.556 | 17345.3382 | 17957.381
NEM | Hydrogen Turbine | 0 | 0 | 0 | 0 | 0 | 0 | 0 | 0 | 0 | 0 | 0 | 0 | 0 | 0 | 0 | 0 | 0 | 0 | 0 | 0 | 0 | 0 | 0 | 0 | 0
NEM | Wind | 33873.1144 | 51283.7371 | 64762.7187 | 77955.7554 | 84947.705 | 90832.7077 | 94815.5808 | 101254.3621 | 104813.2918 | 108833.3857 | 112731.5137 | 117384.1669 | 121315.9645 | 122978.8126 | 123955.219 | 124687.4681 | 127928.2616 | 128936.4088 | 129051.9105 | 127919.7035 | 131422.1223 | 133259.3756 | 137273.7623 | 136620.9378 | 137394.4424
NEM | Solar PV | 21012.216 | 22194.1119 | 26231.3881 | 29314.7271 | 39162.6704 | 40887.5257 | 43934.5521 | 43738.2675 | 46730.1982 | 50107.2826 | 53190.3033 | 56550.7863 | 56973.6465 | 51371.2859 | 53682.7864 | 56939.6444 | 57770.5261 | 59282.8223 | 61272.5559 | 62080.6282 | 64685.4007 | 67992.0169 | 61959.6144 | 67441.7494 | 70166.8228
NEM | Grid Battery | 1537.945 | 2145.0396 | 3975.7133 | 5507.7239 | 5430.784 | 6403.9454 | 6767.4354 | 6397.9378 | 7043.8999 | 7328.7296 | 7384.4489 | 7520.1204 | 7885.4669 | 7547.0655 | 7718.0433 | 7705.392 | 7367.341 | 7547.8326 | 7787.8235 | 7470.0283 | 8388.049 | 8532.68 | 8185.4399 | 8395.4201 | 8389.824
NEM | PHES | 986.3017 | 1357.2709 | 1562.6704 | 1378.1481 | 9146.0652 | 12675.9648 | 13198.9861 | 13250.6502 | 15729.1692 | 18030.757 | 18623.0518 | 19512.3625 | 19973.8107 | 18601.7865 | 18701.3774 | 19728.5587 | 19154.5625 | 20130.3947 | 20535.5701 | 21048.045 | 22060.3212 | 22302.1613 | 20278.5053 | 19928.9261 | 20469.7521
NEM | VPP | 87.2895 | 85.1726 | 107.0725 | 120.7422 | 132.8645 | 152.9777 | 168.3041 | 175.723 | 211.3669 | 242.122 | 251.8787 | 278.5217 | 319.5468 | 338.4884 | 377.2492 | 407.0767 | 418.0903 | 465.6477 | 508.0217 | 538.8396 | 572.8737 | 624.6371 | 620.7924 | 676.5193 | 719.7428
Total excluding storage |  | 181920.8171 | 183672.7083 | 185802.9045 | 190733.937 | 205408.8242 | 200577.6259 | 205238.1656 | 209109.4997 | 219312.264 | 226655.1087 | 229347.5435 | 234044.0581 | 238964.8093 | 240004.7814 | 242979.4147 | 247959.0703 | 249582.6341 | 253331.3825 | 257424.464 | 259615.4114 | 264265.9026 | 266768.4642 | 265247.1889 | 268399.2062 | 274289.1384
Region | Technology | 2024-25 | 2025-26 | 2026-27 | 2027-28 | 2028-29 | 2029-30 | 2030-31 | 2031-32 | 2032-33 | 2033-34 | 2034-35 | 2035-36 | 2036-37 | 2037-38 | 2038-39 | 2039-40 | 2040-41 | 2041-42 | 2042-43 | 2043-44 | 2044-45 | 2045-46 | 2046-47 | 2047-48 | 2048-49
NSW1 | Black Coal | 35292.0956 | 29726.0974 | 23699.3001 | 19504.5659 | 11003.1364 | 3895.0329 | 4359.5295 | 3700.4956 | 4562.1352 | 5865.1755 | 6298.3643 | 5690.7055 | 5749.4382 | 5204.8418 | 6598.1133 | 6616.4835 | 0 | 0 | 0 | 0 | 0 | 0 | 0 | 0 | 0
NSW1 | Brown Coal | 0 | 0 | 0 | 0 | 0 | 0 | 0 | 0 | 0 | 0 | 0 | 0 | 0 | 0 | 0 | 0 | 0 | 0 | 0 | 0 | 0 | 0 | 0 | 0 | 0
NSW1 | CCGT | 4.2558 | 108.3726 | 125.7807 | 159.688 | 427.8374 | 6.7291 | 77.3606 | 2.0956 | 123.4138 | 235.323 | 859.9732 | 374.3373 | 448.7305 | 573.5244 | 758.8905 | 1073.2178 | 1489.4157 | 1451.4411 | 1663.4773 | 0.0011424 | 0.0011079 | 0.0014809 | 0.0016475 | 0.0018695 | 0.0018504
NSW1 | Gas - Steam | 0 | 0 | 0 | 0 | 0 | 0 | 0 | 0 | 0 | 0 | 0 | 0 | 0 | 0 | 0 | 0 | 0 | 0 | 0 | 0 | 0 | 0 | 0 | 0 | 0
NSW1 | OCGT / Diesel | 0.40423 | 51.2387 | 18.6972 | 5.1402 | 228.2796 | 63.5975 | 6.9022 | 0.44737 | 1.5493 | 2.6168 | 258.2894 | 238.3907 | 229.7657 | 427.9888 | 101.1887 | 654.7361 | 3077.3499 | 2463.8347 | 2218.4573 | 3615.4005 | 2682.0042 | 3012.5809 | 2578.6276 | 4184.7095 | 3974.8219
NSW1 | Hydro | 3192.3725 | 2982.8076 | 3301.8362 | 2911.2167 | 3795.5858 | 3091.4047 | 2412.196 | 2189.1777 | 2196.0381 | 3015.3913 | 3136.7271 | 2893.5316 | 2260.0353 | 3577.3912 | 2921.9425 | 2511.7478 | 2586.3848 | 2495.9224 | 2917.8093 | 3169.6799 | 3062.3614 | 2680.2178 | 3765.0867 | 3581.5479 | 3816.1711
NSW1 | Hydrogen Turbine | 0 | 0 | 0 | 0 | 0 | 0 | 0 | 0 | 0 | 0 | 0 | 0 | 0 | 0 | 0 | 0 | 0 | 0 | 0 | 0 | 0 | 0 | 0 | 0 | 0
NSW1 | Wind | 8067.1112 | 15366.9561 | 22789.1469 | 28069.9966 | 32140.0642 | 30335.8617 | 30930.3948 | 32318.1507 | 33655.3917 | 34056.2039 | 33824.8262 | 35163.5721 | 36825.1719 | 37876.3585 | 33969.3435 | 35129.469 | 34599.9242 | 35186.7467 | 34535.721 | 32886.7562 | 34057.1685 | 35202.8688 | 38863.0357 | 35519.3501 | 37721.7478
NSW1 | Solar PV | 8568.1699 | 9348.0658 | 14726.1316 | 17674.9154 | 26103.9399 | 27677.4264 | 29787.3609 | 28585.8815 | 30002.2342 | 31073.6785 | 30329.165 | 31972.6066 | 32450.9992 | 29680.3346 | 30281.3445 | 32746.65 | 33073.7624 | 33266.3814 | 32830.158 | 31710.4659 | 33886.5356 | 34457.1217 | 30616.6144 | 32532.9239 | 35050.985
NSW1 | Grid Battery | 444.6478 | 595.3552 | 1834.3502 | 3340.3455 | 3424.6452 | 4427.1999 | 4814.4444 | 4438.6884 | 4792.9997 | 4825.996 | 4647.6316 | 4739.2942 | 4968.0189 | 4806.3145 | 4990.3439 | 5006.882 | 4877.927 | 5002.8442 | 5032.1889 | 4850.1996 | 5020.4589 | 5016.1126 | 3759.1268 | 3858.7117 | 3859.8991
NSW1 | PHES | 197.1308 | 219.4673 | 350.9643 | 309.5381 | 5131.3347 | 6628.5835 | 6456.467 | 5924.3817 | 7129.2222 | 7829.4395 | 7585.7883 | 7777.8306 | 8077.1658 | 7687.5102 | 7511.9535 | 7822.8255 | 7425.1627 | 8001.6476 | 7528.6591 | 8059.0695 | 8586.3196 | 8533.5163 | 7903.1609 | 7534.5022 | 7971.9572
NSW1 | VPP | 13.289 | 14.7231 | 20.1416 | 24.0805 | 28.4913 | 34.1932 | 38.4677 | 40.8419 | 48.0785 | 54.3022 | 58.9626 | 65.8978 | 75.4838 | 82.5126 | 92.7816 | 100.7343 | 108.0888 | 117.7917 | 126.8534 | 134.0475 | 145.6925 | 155.3787 | 160.8178 | 175.2283 | 186.3942
Total excluding storage |  | 55779.4769 | 58413.0838 | 66866.3487 | 71999.487 | 82283.3144 | 76160.0288 | 78883.1233 | 77200.1604 | 82511.0628 | 86958.1267 | 86999.7276 | 88916.1664 | 91084.8093 | 89916.7766 | 87225.902 | 91662.746 | 87238.0156 | 87986.6099 | 86853.3244 | 84425.6203 | 87440.5418 | 89057.7983 | 87646.4716 | 87386.9755 | 92581.9781
Region | Technology | 2024-25 | 2025-26 | 2026-27 | 2027-28 | 2028-29 | 2029-30 | 2030-31 | 2031-32 | 2032-33 | 2033-34 | 2034-35 | 2035-36 | 2036-37 | 2037-38 | 2038-39 | 2039-40 | 2040-41 | 2041-42 | 2042-43 | 2043-44 | 2044-45 | 2045-46 | 2046-47 | 2047-48 | 2048-49
QLD1 | Black Coal | 40615.4601 | 31554.759 | 28114.6898 | 21836.1022 | 21718.6379 | 17671.6746 | 14041.9973 | 14807.0913 | 12538.616 | 13080.1495 | 9252.1187 | 8283.7659 | 7492.8186 | 9145.3799 | 9336.3103 | 8407.8526 | 9195.1933 | 8928.1623 | 9531.8473 | 9404.0236 | 9042.3554 | 8615.8469 | 8845.3577 | 8810.6303 | 8047.8222
QLD1 | Brown Coal | 0 | 0 | 0 | 0 | 0 | 0 | 0 | 0 | 0 | 0 | 0 | 0 | 0 | 0 | 0 | 0 | 0 | 0 | 0 | 0 | 0 | 0 | 0 | 0 | 0
QLD1 | CCGT | 872.7543 | 853.5654 | 865.2239 | 833.2906 | 866.8974 | 842.8662 | 836.9031 | 803.8041 | 840.9715 | 981.1055 | 2320.5634 | 2111.2471 | 1706.273 | 2289.7577 | 2473.2503 | 2733.5926 | 3709.0472 | 3304.7051 | 3624.0567 | 3711.9876 | 3339.9388 | 1688.5685 | 953.8101 | 1019.366 | 1048.2223
QLD1 | Gas - Steam | 0 | 0 | 0 | 0 | 0 | 0 | 0 | 0 | 0 | 0 | 0 | 0 | 0 | 0 | 0 | 0 | 0 | 0 | 0 | 0 | 0 | 0 | 0 | 0 | 0
QLD1 | OCGT / Diesel | 0.00010957 | 0.0001633 | 0.00015267 | 0.00014598 | 0.00014599 | 7.3365 | 0.00022403 | 0.00025034 | 0.00028139 | 0.33291 | 2.6502 | 4.7393 | 0.00038164 | 133.4973 | 0.00049208 | 324.5168 | 1153.7037 | 732.6651 | 337.7333 | 1029.1104 | 893.3002 | 1536.391 | 1368.3022 | 1413.5268 | 2740.7472
QLD1 | Hydro | 708.8353 | 713.8659 | 674.7716 | 638.5388 | 638.4559 | 541.8529 | 549.3699 | 622.4601 | 698.158 | 725.949 | 722.2441 | 714.1945 | 699.8386 | 261.3538 | 255.8522 | 232.8143 | 255.8835 | 254.1862 | 0 | 0 | 0 | 0 | 0 | 0 | 0
QLD1 | Hydrogen Turbine | 0 | 0 | 0 | 0 | 0 | 0 | 0 | 0 | 0 | 0 | 0 | 0 | 0 | 0 | 0 | 0 | 0 | 0 | 0 | 0 | 0 | 0 | 0 | 0 | 0
QLD1 | Wind | 5221.638 | 13028.7395 | 16546.563 | 21646.5495 | 22331.9329 | 22369.5873 | 24408.7191 | 25399.307 | 26775.3129 | 25828.2225 | 26584.3709 | 27448.6622 | 26977.3677 | 27625.7788 | 27711.6323 | 28444.3198 | 28194.8718 | 32823.8199 | 32444.3227 | 33396.6834 | 33319.2175 | 35425.0068 | 37932.7834 | 37721.9642 | 39507.5932
QLD1 | Solar PV | 8164.5395 | 7680.206 | 6582.6522 | 6805.6163 | 6820.5695 | 6901.3785 | 7928.551 | 9116.5615 | 10307.8882 | 12424.9776 | 16641.7673 | 17157.4192 | 16815.2165 | 14267.262 | 15746.7805 | 16614.7265 | 17331.5278 | 18453.8349 | 20816.3558 | 23024.7074 | 23534.5379 | 24915.6055 | 22193.4613 | 24786.5801 | 24438.1459
QLD1 | Grid Battery | 462.7682 | 476.0983 | 504.2169 | 516.463 | 462.2105 | 434.935 | 452.9637 | 468.3113 | 494.9867 | 504.4105 | 503.1181 | 498.5576 | 492.9168 | 477.0903 | 429.0977 | 421.3444 | 414.5264 | 423.9197 | 536.4322 | 536.0295 | 973.818 | 967.5253 | 1586.4521 | 1644.7416 | 1607.2922
QLD1 | PHES | 789.1709 | 1137.8037 | 1211.7061 | 1068.61 | 2480.3129 | 2900.6076 | 3637.2835 | 4537.5688 | 5600.2794 | 7086.3408 | 7753.0092 | 8216.6579 | 8170.5788 | 7518.656 | 7705.3525 | 8348.3757 | 8506.7249 | 8605.0505 | 9426.5777 | 9271.0545 | 9654.065 | 9920.7726 | 8827.5116 | 8846.5348 | 8703.6565
QLD1 | VPP | 5.9346 | 7.1724 | 9.9576 | 13.1162 | 14.6676 | 17.0944 | 20.6337 | 23.9043 | 29.023 | 33.4421 | 37.6612 | 42.2672 | 46.9333 | 50.9169 | 60.3582 | 65.2298 | 69.7715 | 77.6917 | 84.7264 | 91.7323 | 97.16 | 104.7978 | 106.8743 | 119.6936 | 125.9856
Total excluding storage |  | 56841.101 | 55452.2104 | 54509.7812 | 53358.2867 | 55333.6845 | 51687.3331 | 51876.4216 | 55779.0088 | 57285.236 | 60664.9304 | 63817.5031 | 64477.511 | 62401.9437 | 61769.6926 | 63718.6344 | 65592.7726 | 68831.2502 | 73604.0354 | 76802.0522 | 80465.3286 | 80854.3928 | 83174.5143 | 81814.5528 | 84363.0375 | 86219.4649
Region | Technology | 2024-25 | 2025-26 | 2026-27 | 2027-28 | 2028-29 | 2029-30 | 2030-31 | 2031-32 | 2032-33 | 2033-34 | 2034-35 | 2035-36 | 2036-37 | 2037-38 | 2038-39 | 2039-40 | 2040-41 | 2041-42 | 2042-43 | 2043-44 | 2044-45 | 2045-46 | 2046-47 | 2047-48 | 2048-49
VIC1 | Black Coal | 0 | 0 | 0 | 0 | 0 | 0 | 0 | 0 | 0 | 0 | 0 | 0 | 0 | 0 | 0 | 0 | 0 | 0 | 0 | 0 | 0 | 0 | 0 | 0 | 0
VIC1 | Brown Coal | 27692.3429 | 23197.9033 | 19471.4015 | 19900.611 | 14071.8244 | 13284.5177 | 14390.3011 | 13559.225 | 14751.158 | 6272.221 | 2372.614 | 2887.885 | 2284.0518 | 2758.4094 | 3146.8884 | 3027.7668 | 2922.4834 | 3102.4917 | 3121.865 | 3139.0725 | 3020.9148 | 720.9158 | 2417.46 | 0 | 0
VIC1 | CCGT | 0 | 5.8207e-06 | 5.8053e-06 | 5.8021e-06 | 5.806e-06 | 3.9753e-06 | 0.00018162 | 0.00018909 | 0.00021899 | 0.00030207 | 0.00030246 | 0.00029367 | 0.0002916 | 0.00033191 | 0.00033261 | 0.00037733 | 0.00044241 | 0.00065079 | 0.00065709 | 0.00084602 | 0.0008264 | 0.00085765 | 0.0011669 | 0.0012497 | 0.0012436
VIC1 | Gas - Steam | 15.9922 | 1703.5026 | 2200.9617 | 1874.2363 | 2316.1973 | 1469.8555 | 5.0115e-05 | 2.0823 | 6.2303 | 32.8166 | 224.1192 | 154.9491 | 106.7605 | 299.9354 | 88.1289 | 0 | 0 | 0 | 0 | 0 | 0 | 0 | 0 | 0 | 0
VIC1 | OCGT / Diesel | 4.0952 | 0.356 | 14.9149 | 3.4568 | 46.1924 | 10.7916 | 0.00031336 | 0.00032781 | 0.00037111 | 8.4116 | 233.9342 | 194.0622 | 74.8035 | 238.5806 | 52.8711 | 131.0982 | 225.1119 | 439.7559 | 132.6932 | 617.5074 | 784.6731 | 1148.4304 | 1167.88 | 765.8001 | 1147.5333
VIC1 | Hydro | 3317.9225 | 3395.9009 | 3236.0794 | 2712.0641 | 4066.9814 | 3387.5449 | 2923.7416 | 2937.3653 | 2672.0038 | 3275.8625 | 3374.6441 | 3203.4515 | 2688.5113 | 4033.3222 | 3381.5001 | 2923.161 | 2920.8308 | 2669.7692 | 3259.6717 | 3371.7939 | 3194.4936 | 2685.6113 | 4032.5595 | 4037.7702 | 4030.8406
VIC1 | Hydrogen Turbine | 0 | 0 | 0 | 0 | 0 | 0 | 0 | 0 | 0 | 0 | 0 | 0 | 0 | 0 | 0 | 0 | 0 | 0 | 0 | 0 | 0 | 0 | 0 | 0 | 0
VIC1 | Wind | 11660.2312 | 14491.3077 | 14547.5017 | 14936.0008 | 15674.2559 | 22556.347 | 21629.8472 | 24834.734 | 25292.9853 | 28711.0703 | 32964.5402 | 35234.3732 | 37665.376 | 37981.1153 | 42981.9813 | 43656.1354 | 46274.0549 | 42851.6299 | 43981.9483 | 44008.92 | 45340.1802 | 44097.073 | 41856.7134 | 43463.8477 | 41741.0021
VIC1 | Solar PV | 2946.9714 | 2777.2269 | 2452.6615 | 2137.7687 | 2741.5336 | 2850.2708 | 2815.4271 | 2801.5387 | 3097.7037 | 3158.5482 | 2893.8891 | 3005.5396 | 3091.3 | 2944.3657 | 2998.4009 | 2912.4839 | 2873.0602 | 3040.4858 | 2981.5492 | 2743.3535 | 2747.4591 | 2832.3083 | 2854.3328 | 3728.6292 | 4372.7595
VIC1 | Grid Battery | 309.8471 | 749.1216 | 1069.632 | 1055.2724 | 960.1515 | 987.0971 | 945.7257 | 999.0911 | 1187.6447 | 1416.2493 | 1697.6828 | 1748.8572 | 1854.6042 | 1706.2924 | 1738.448 | 1710.6755 | 1552.4876 | 1578.479 | 1651.5983 | 1609.2205 | 1629.3643 | 1687.9791 | 1462.8594 | 1534.6629 | 1569.7391
VIC1 | PHES | 0 | 0 | 0 | 0 | 1534.4159 | 3146.7717 | 3105.233 | 2788.6969 | 2999.6646 | 3114.9736 | 3284.2507 | 3517.8703 | 3726.0614 | 3395.6143 | 3484.0653 | 3557.3499 | 3222.6637 | 3379.1512 | 3427.7756 | 3524.296 | 3623.09 | 3668.1094 | 3361.1904 | 3316.5554 | 3504.4983
VIC1 | VPP | 13.3955 | 14.2134 | 19.9514 | 24.8492 | 27.6036 | 34.9352 | 37.4173 | 40.4912 | 48.9645 | 60.5238 | 60.5031 | 69.2144 | 82.1305 | 84.0764 | 95.8463 | 103.1202 | 105.1866 | 123.5314 | 136.6553 | 148.7482 | 160.9785 | 176.5705 | 166.8409 | 185.357 | 200.4503
Total excluding storage |  | 45960.7981 | 46329.5323 | 43013.104 | 42644.2592 | 41439.156 | 47728.1314 | 45847.6935 | 47963.2249 | 50056.3554 | 46050.6772 | 47106.1777 | 50016.2028 | 51573.5995 | 53441.7119 | 57968.1306 | 58021.7913 | 60095.8795 | 57185.2947 | 58693.7573 | 59162.9127 | 60501.1545 | 57016.9987 | 57319.8376 | 57032.6238 | 56566.8244
Region | Technology | 2024-25 | 2025-26 | 2026-27 | 2027-28 | 2028-29 | 2029-30 | 2030-31 | 2031-32 | 2032-33 | 2033-34 | 2034-35 | 2035-36 | 2036-37 | 2037-38 | 2038-39 | 2039-40 | 2040-41 | 2041-42 | 2042-43 | 2043-44 | 2044-45 | 2045-46 | 2046-47 | 2047-48 | 2048-49
SA1 | Black Coal | 0 | 0 | 0 | 0 | 0 | 0 | 0 | 0 | 0 | 0 | 0 | 0 | 0 | 0 | 0 | 0 | 0 | 0 | 0 | 0 | 0 | 0 | 0 | 0 | 0
SA1 | Brown Coal | 0 | 0 | 0 | 0 | 0 | 0 | 0 | 0 | 0 | 0 | 0 | 0 | 0 | 0 | 0 | 0 | 0 | 0 | 0 | 0 | 0 | 0 | 0 | 0 | 0
SA1 | CCGT | 553.424 | 75.089 | 271.8642 | 382.9418 | 381.8067 | 4.8035e-06 | 34.1004 | 16.0117 | 94.8803 | 420.1343 | 853.1882 | 350.3406 | 239.9956 | 0.00043552 | 0.00043799 | 0.00044838 | 0.00050188 | 0.00081707 | 0.00083245 | 0.0010668 | 0.0010284 | 0.0010676 | 0.0014006 | 0.0014045 | 0.0013966
SA1 | Gas - Steam | 33.2449 | 2209.1724 | 0 | 0 | 0 | 0 | 0 | 0 | 0 | 0 | 0 | 0 | 0 | 0 | 0 | 0 | 0 | 0 | 0 | 0 | 0 | 0 | 0 | 0 | 0
SA1 | OCGT / Diesel | 455.0066 | 662.2408 | 646.0647 | 542.6248 | 682.6125 | 438.0416 | 74.3216 | 27.3104 | 121.5203 | 414.52 | 780.9529 | 462.3594 | 381.688 | 795.3677 | 646.4966 | 905.5728 | 1283.1185 | 2117.0774 | 1829.2502 | 2978.4237 | 1955.4142 | 2423.7912 | 1826.1662 | 1791.3836 | 2220.1152
SA1 | Hydro | 0 | 0 | 0 | 0 | 0 | 0 | 0 | 0 | 0 | 0 | 0 | 0 | 0 | 0 | 0 | 0 | 0 | 0 | 0 | 0 | 0 | 0 | 0 | 0 | 0
SA1 | Hydrogen Turbine | 0 | 0 | 0 | 0 | 0 | 0 | 0 | 0 | 0 | 0 | 0 | 0 | 0 | 0 | 0 | 0 | 0 | 0 | 0 | 0 | 0 | 0 | 0 | 0 | 0
SA1 | Wind | 7296.9451 | 6603.0393 | 8420.9329 | 9940.654 | 11477.7667 | 11434.3703 | 11146.4757 | 11565.7631 | 10771.6598 | 10862.6911 | 10067.3233 | 10762.3344 | 10356.4296 | 10286.6387 | 10170.8685 | 9290.2024 | 9862.4405 | 9026.0931 | 9085.0756 | 8128.7273 | 9218.4137 | 8317.9479 | 8915.1646 | 9956.2628 | 9242.9431
SA1 | Solar PV | 1332.5352 | 2388.6131 | 2469.9427 | 2696.4265 | 3496.6274 | 3458.4498 | 3403.2129 | 3234.2856 | 3322.3719 | 3450.078 | 3325.4816 | 3306.7546 | 3493.5446 | 3495.0924 | 3577.9652 | 3609.4575 | 3505.0747 | 3470.8283 | 3444.8924 | 3470.0308 | 3329.1006 | 4582.1515 | 5264.9182 | 5222.6318 | 5154.5622
SA1 | Grid Battery | 320.682 | 324.4639 | 567.5135 | 595.6421 | 583.7759 | 554.7125 | 554.3007 | 491.8459 | 568.2676 | 582.0724 | 536.015 | 533.4097 | 569.9251 | 557.3658 | 560.1511 | 566.4869 | 522.3961 | 542.5832 | 567.5974 | 474.5714 | 764.4001 | 861.0555 | 1376.9944 | 1357.2921 | 1352.8825
SA1 | PHES | 0 | 0 | 0 | 0 | 0 | 0 | 0 | 0 | 0 | 0 | 0 | 0 | 0 | 0 | 0 | 0 | 0 | 0 | 0 | 0 | 0 | 0 | 0 | 0 | 0
SA1 | VPP | 54.6414 | 48.9835 | 56.4817 | 57.7067 | 61.1857 | 65.5158 | 70.3749 | 68.8824 | 83.5196 | 92.0086 | 92.4094 | 98.3309 | 110.872 | 116.8767 | 123.7669 | 132.47 | 129.9198 | 140.5991 | 153.2485 | 157.2746 | 161.9216 | 180.2781 | 178.2445 | 188.1963 | 196.4611
Total excluding storage |  | 10046.4792 | 12311.6019 | 12432.7996 | 14215.9959 | 16683.7749 | 15951.0899 | 15282.7861 | 15404.0991 | 14962.2195 | 15821.5044 | 15655.3703 | 15513.5296 | 15152.4548 | 15251.3418 | 15079.2487 | 14504.1901 | 15302.9501 | 15297.182 | 15080.0648 | 15209.0289 | 15429.2511 | 16365.2253 | 17561.4893 | 18515.7681 | 18166.9654
Region | Technology | 2024-25 | 2025-26 | 2026-27 | 2027-28 | 2028-29 | 2029-30 | 2030-31 | 2031-32 | 2032-33 | 2033-34 | 2034-35 | 2035-36 | 2036-37 | 2037-38 | 2038-39 | 2039-40 | 2040-41 | 2041-42 | 2042-43 | 2043-44 | 2044-45 | 2045-46 | 2046-47 | 2047-48 | 2048-49
TAS1 | Black Coal | 0 | 0 | 0 | 0 | 0 | 0 | 0 | 0 | 0 | 0 | 0 | 0 | 0 | 0 | 0 | 0 | 0 | 0 | 0 | 0 | 0 | 0 | 0 | 0 | 0
TAS1 | Brown Coal | 0 | 0 | 0 | 0 | 0 | 0 | 0 | 0 | 0 | 0 | 0 | 0 | 0 | 0 | 0 | 0 | 0 | 0 | 0 | 0 | 0 | 0 | 0 | 0 | 0
TAS1 | CCGT | 0 | 5.4016e-06 | 5.3829e-06 | 5.3795e-06 | 5.3782e-06 | 3.7067e-06 | 0.0001539 | 0.00016369 | 0.00017471 | 0.00018221 | 0.00018655 | 0.00019384 | 0.0002171 | 0.0002428 | 0.00024272 | 0.00027642 | 0.00028868 | 0.00033711 | 0.00033725 | 0.00037799 | 0.0003883 | 0.00039015 | 0.0004057 | 0.00043565 | 0.00047412
TAS1 | Gas - Steam | 0 | 0 | 0 | 0 | 0 | 0 | 0 | 0 | 0 | 0 | 0 | 0 | 0 | 0 | 0 | 0 | 0 | 0 | 0 | 0 | 0 | 0 | 0 | 0 | 0
TAS1 | OCGT / Diesel | 4.639e-05 | 6.3045e-05 | 5.4237e-05 | 4.7374e-05 | 5.3597e-05 | 1.1012e-06 | 0.00015151 | 0.00016184 | 0.00017183 | 0.00017613 | 1.6103 | 0.51407 | 5.6098 | 7.0314 | 1.889 | 6.1092 | 2.2211 | 8.3125 | 2.7758 | 15.049 | 9.858 | 9.1936 | 11.9101 | 4.8941 | 11.9063
TAS1 | Hydro | 11665.744 | 9372.5045 | 6521.7554 | 5152.3629 | 6344.2897 | 4913.259 | 6646.5827 | 5624.9915 | 6177.662 | 7782.8216 | 6474.3534 | 5233.626 | 8128.0527 | 9420.9603 | 8781.4159 | 8942.2597 | 8123.1076 | 8999.951 | 9628.9435 | 9506.115 | 9151.8188 | 9536.0421 | 9961.9097 | 9726.0201 | 10110.3693
TAS1 | Hydrogen Turbine | 0 | 0 | 0 | 0 | 0 | 0 | 0 | 0 | 0 | 0 | 0 | 0 | 0 | 0 | 0 | 0 | 0 | 0 | 0 | 0 | 0 | 0 | 0 | 0 | 0
TAS1 | Wind | 1627.1889 | 1793.6946 | 2458.5744 | 3362.5546 | 3323.6854 | 4136.5415 | 6700.1439 | 7136.4073 | 8317.9421 | 9375.1979 | 9290.4531 | 8775.2249 | 9491.6194 | 9208.9213 | 9121.3934 | 8167.3415 | 8996.9702 | 9048.1191 | 9004.8429 | 9498.6166 | 9487.1425 | 10216.4791 | 9706.0652 | 9959.5129 | 9181.1563
TAS1 | Solar PV | 0 | 5.6521e-05 | 0.00011732 | 0.00012478 | 0.00012526 | 0.00013421 | 0.0001521 | 0.00025482 | 0.00027845 | 0.00032629 | 0.00030414 | 1108.4662 | 1122.5861 | 984.2313 | 1078.2954 | 1056.3265 | 987.101 | 1051.2919 | 1199.6005 | 1132.0706 | 1187.7675 | 1204.83 | 1030.2876 | 1170.9844 | 1150.3702
TAS1 | Grid Battery | 0 | 0.00055225 | 0.00074854 | 0.0008571 | 0.00086015 | 0.00087625 | 0.00096953 | 0.0010759 | 0.0011909 | 0.0012986 | 0.001477 | 0.0016483 | 0.0018944 | 0.0024824 | 0.0027352 | 0.0031367 | 0.003834 | 0.0064744 | 0.0066265 | 0.0073765 | 0.0077848 | 0.0073994 | 0.0071388 | 0.011656 | 0.011219
TAS1 | PHES | 0 | 0 | 0 | 0 | 0.0018034 | 0.0019979 | 0.0025958 | 0.0028334 | 0.0030077 | 0.0031581 | 0.0034766 | 0.0037752 | 0.0047187 | 0.0059509 | 0.0060965 | 0.0076927 | 0.011245 | 144.5454 | 152.5577 | 193.625 | 196.8465 | 179.763 | 186.6424 | 231.3336 | 289.6401
TAS1 | VPP | 0.028992 | 0.080189 | 0.54023 | 0.9896 | 0.91643 | 1.2392 | 1.4105 | 1.6032 | 1.7813 | 1.8452 | 2.3425 | 2.8114 | 4.1273 | 4.1057 | 4.4962 | 5.5223 | 5.1236 | 6.0338 | 6.538 | 7.037 | 7.121 | 7.6119 | 8.015 | 8.0441 | 10.4516
Total excluding storage |  | 13292.962 | 11166.2799 | 8980.8709 | 8515.9082 | 9668.8943 | 9051.0427 | 13348.1411 | 12763.0065 | 14497.3903 | 17159.8699 | 15768.7648 | 15120.6483 | 18752.0021 | 19625.2586 | 18987.4989 | 18177.5703 | 18114.5388 | 19258.2605 | 19995.2654 | 20352.521 | 20040.5624 | 21153.9275 | 20904.8376 | 21100.8013 | 20753.9054
Explicitly modelled pumping
Region | Technology | 2024-25 | 2025-26 | 2026-27 | 2027-28 | 2028-29 | 2029-30 | 2030-31 | 2031-32 | 2032-33 | 2033-34 | 2034-35 | 2035-36 | 2036-37 | 2037-38 | 2038-39 | 2039-40 | 2040-41 | 2041-42 | 2042-43 | 2043-44 | 2044-45 | 2045-46 | 2046-47 | 2047-48 | 2048-49
NEM | Grid Battery pump | 1611.7567 | 2633.5378 | 2962.1555 | 3736.4231 | 3412.393 | 5335.1712 | 6010.0738 | 7017.5515 | 10037.4797 | 11035.9826 | 12795.799 | 13641.3876 | 14850.8814 | 17098.7253 | 17289.3493 | 19033.07 | 20681.6728 | 24106.9868 | 31440.7022 | 32680.5888 | 33379.2942 | 34912.2935 | 30762.9101 | 29190.2627 | 27551.337
NEM | PHES Pump | 2185.0223 | 3097.4505 | 3802.0567 | 3614.1018 | 11719.534 | 13194.6014 | 16862.4872 | 16617.176 | 17079.7789 | 19085.808 | 17154.4297 | 18760.4513 | 18907.1367 | 18320.2206 | 16244.3993 | 15628.2764 | 15095.9688 | 16667.4355 | 17229.3509 | 15516.4157 | 15512.3118 | 16320.3551 | 14860.2071 | 13317.6537 | 11729.5338
NEM | VPP pump | 407.8594 | 758.7668 | 1196.4812 | 1738.0266 | 2110.7992 | 3054.3177 | 3892.7351 | 4524.0342 | 5454.7889 | 6437.5455 | 6796.3739 | 7658.6883 | 8856.8557 | 8955.421 | 10124.3551 | 10980.5425 | 11429.3159 | 12621.3615 | 14106.3716 | 14776.3757 | 15792.5602 | 17292.4545 | 16929.5531 | 18021.1454 | 18185.8124
Region | Technology | 2024-25 | 2025-26 | 2026-27 | 2027-28 | 2028-29 | 2029-30 | 2030-31 | 2031-32 | 2032-33 | 2033-34 | 2034-35 | 2035-36 | 2036-37 | 2037-38 | 2038-39 | 2039-40 | 2040-41 | 2041-42 | 2042-43 | 2043-44 | 2044-45 | 2045-46 | 2046-47 | 2047-48 | 2048-49
NSW1 | Grid Battery pump | 524.0564 | 702.847 | 2191.5014 | 4002.5019 | 4099.1036 | 5296.6121 | 5766.7921 | 5313.113 | 5725.9991 | 5771.5103 | 5571.8149 | 5657.1112 | 5945.4802 | 5766.7459 | 5960.05 | 5985.2802 | 5853.5246 | 5971.5792 | 6019.3259 | 5804.9614 | 6005.9896 | 6016.4566 | 4467.7275 | 4597.7283 | 4597.6305
NSW1 | PHES Pump | 1623.153 | 1239.4429 | 2069.1526 | 2133.553 | 3099.846 | 2852.7538 | 2720.4389 | 1856.5024 | 2731.5379 | 3790.1828 | 3235.7275 | 3401.415 | 3228.9153 | 3517.5259 | 2803.0253 | 2878.9804 | 2826.4856 | 3582.172 | 3549.1337 | 3418.7863 | 4115.7851 | 4145.3545 | 3879.78 | 3127.4099 | 3314.5775
NSW1 | VPP pump | 15.6372 | 17.332 | 23.6525 | 28.3678 | 33.5273 | 40.1814 | 45.3391 | 48.0503 | 56.559 | 63.8337 | 69.4536 | 77.4123 | 88.8045 | 97.3017 | 109.1146 | 118.3231 | 127.5222 | 138.3583 | 149.1539 | 157.7489 | 171.3038 | 183.307 | 188.6888 | 206.3352 | 219.103
Region | Technology | 2024-25 | 2025-26 | 2026-27 | 2027-28 | 2028-29 | 2029-30 | 2030-31 | 2031-32 | 2032-33 | 2033-34 | 2034-35 | 2035-36 | 2036-37 | 2037-38 | 2038-39 | 2039-40 | 2040-41 | 2041-42 | 2042-43 | 2043-44 | 2044-45 | 2045-46 | 2046-47 | 2047-48 | 2048-49
QLD1 | Grid Battery pump | 546.2746 | 562.2976 | 593.8565 | 611.4102 | 544.1378 | 513.5672 | 534.8452 | 554.635 | 582.943 | 595.7707 | 594.1292 | 588.9995 | 581.9805 | 564.8373 | 505.7655 | 497.9513 | 490.4627 | 501.0787 | 633.1449 | 632.5172 | 1146.3551 | 1138.9287 | 1867.0091 | 1935.4655 | 1891.4899
QLD1 | PHES Pump | 1118.9928 | 1580.6139 | 1673.6706 | 1482.7272 | 965.6809 | 564.6019 | 1167.3701 | 1480.7615 | 2127.7959 | 3560.1576 | 4324.8661 | 4791.1184 | 4569.3349 | 4425.193 | 4216.0162 | 5061.5092 | 5645.9307 | 5458.3688 | 6322.6035 | 6078.3853 | 6423.869 | 6887.7926 | 5885.4912 | 5622.283 | 5716.6748
QLD1 | VPP pump | 6.9868 | 8.4439 | 11.691 | 15.469 | 17.2179 | 20.1111 | 24.275 | 28.2011 | 34.0665 | 39.3546 | 44.2963 | 49.7568 | 55.185 | 60.0707 | 70.8441 | 76.738 | 82.1889 | 91.4128 | 99.6262 | 107.8639 | 114.3121 | 123.278 | 125.7616 | 140.7888 | 148.2183
Region | Technology | 2024-25 | 2025-26 | 2026-27 | 2027-28 | 2028-29 | 2029-30 | 2030-31 | 2031-32 | 2032-33 | 2033-34 | 2034-35 | 2035-36 | 2036-37 | 2037-38 | 2038-39 | 2039-40 | 2040-41 | 2041-42 | 2042-43 | 2043-44 | 2044-45 | 2045-46 | 2046-47 | 2047-48 | 2048-49
VIC1 | Grid Battery pump | 367.8272 | 885.0811 | 1258.8287 | 1248.8544 | 1129.6709 | 1165.0906 | 1116.2779 | 1182.7413 | 1405.9909 | 1671.4932 | 2011.1988 | 2069.5994 | 2196.5062 | 2020.8518 | 2065.471 | 2019.2642 | 1844.678 | 1862.3543 | 1961.3259 | 1901.1521 | 1927.6029 | 2004.9181 | 1726.1636 | 1821.79 | 1854.4212
VIC1 | PHES Pump | 0 | 0 | 0 | 0 | 0 | 0 | 0 | 0 | 0 | 0 | 0 | 0 | 0 | 0 | 0 | 0 | 0 | 0 | 0 | 0 | 0 | 0 | 0 | 0 | 0
VIC1 | VPP pump | 15.7664 | 16.7367 | 23.427 | 29.3076 | 32.4015 | 41.1002 | 44.0203 | 47.7389 | 57.6706 | 71.1082 | 71.2118 | 81.3257 | 96.6241 | 98.9134 | 113.0905 | 120.9877 | 124.1432 | 144.9368 | 161.2314 | 174.6499 | 189.2741 | 208.3053 | 195.7081 | 218.1438 | 235.7471
Region | Technology | 2024-25 | 2025-26 | 2026-27 | 2027-28 | 2028-29 | 2029-30 | 2030-31 | 2031-32 | 2032-33 | 2033-34 | 2034-35 | 2035-36 | 2036-37 | 2037-38 | 2038-39 | 2039-40 | 2040-41 | 2041-42 | 2042-43 | 2043-44 | 2044-45 | 2045-46 | 2046-47 | 2047-48 | 2048-49
SA1 | Grid Battery pump | 379.3224 | 384.3055 | 674.9646 | 710.8906 | 692.5539 | 662.152 | 657.6625 | 584.8408 | 678.3171 | 690.5641 | 637.704 | 634.7633 | 678.2608 | 663.1989 | 668.6337 | 671.9949 | 623.5648 | 643.5459 | 677.0087 | 563.7989 | 917.1253 | 1037.4042 | 1650.9701 | 1637.3732 | 1622.2354
SA1 | PHES Pump | 0 | 0 | 0 | 0 | 0 | 0 | 0 | 0 | 0 | 0 | 0 | 0 | 0 | 0 | 0 | 0 | 0 | 0 | 0 | 0 | 0 | 0 | 0 | 0 | 0
SA1 | VPP pump | 64.2362 | 57.7069 | 66.2923 | 68.0799 | 71.7935 | 77.3071 | 82.5811 | 81.0212 | 98.5451 | 107.9588 | 108.7169 | 115.6834 | 130.4376 | 137.502 | 146.0325 | 155.4228 | 153.3159 | 164.9416 | 180.787 | 184.5342 | 190.496 | 212.6727 | 209.1185 | 222.0399 | 230.4982
Region | Technology | 2024-25 | 2025-26 | 2026-27 | 2027-28 | 2028-29 | 2029-30 | 2030-31 | 2031-32 | 2032-33 | 2033-34 | 2034-35 | 2035-36 | 2036-37 | 2037-38 | 2038-39 | 2039-40 | 2040-41 | 2041-42 | 2042-43 | 2043-44 | 2044-45 | 2045-46 | 2046-47 | 2047-48 | 2048-49
TAS1 | Grid Battery pump | 0 | 0.00065583 | 0.00088885 | 0.0010173 | 0.0010206 | 0.0010399 | 0.0011505 | 0.001277 | 0.0014133 | 0.0015412 | 0.0017529 | 0.0019559 | 0.0022491 | 0.0029462 | 0.0032476 | 0.0037225 | 0.0045537 | 0.007686 | 0.0078667 | 0.0087557 | 0.0092396 | 0.0087904 | 0.0084678 | 0.013838 | 0.013307
TAS1 | PHES Pump | 0 | 0 | 0 | 0 | 0 | 0 | 0 | 0 | 0 | 0 | 0 | 0 | 0 | 0 | 0 | 0 | 0 | 0 | 0 | 0 | 0 | 0 | 0 | 0 | 0
TAS1 | VPP pump | 0.033639 | 0.094245 | 0.63483 | 1.1658 | 1.0776 | 1.4617 | 1.6546 | 1.8905 | 2.098 | 2.1712 | 2.7612 | 3.2952 | 4.8641 | 4.8247 | 5.2866 | 6.4968 | 6.0487 | 7.0825 | 7.7124 | 8.2634 | 8.3717 | 8.9822 | 9.3984 | 9.4733 | 12.2864

## BaseCase_Capacity
Installed capacity by technology (MW) - BaseCase, Progressive Change Scenario
Capacity calculated on 1 July. In early study years some wind and solar projects enter later in the financial year and are therefore reflected in the following financial year's capacity. Non-scheduled generation including Distributed PV is not shown.
Explicitly modelled generation
Region | Technology | 2024-25 | 2025-26 | 2026-27 | 2027-28 | 2028-29 | 2029-30 | 2030-31 | 2031-32 | 2032-33 | 2033-34 | 2034-35 | 2035-36 | 2036-37 | 2037-38 | 2038-39 | 2039-40 | 2040-41 | 2041-42 | 2042-43 | 2043-44 | 2044-45 | 2045-46 | 2046-47 | 2047-48 | 2048-49
NEM | Black Coal | 16456 | 16456 | 13576 | 12036 | 9346 | 7246 | 5986 | 5706 | 4626 | 3826 | 3082 | 3082 | 3082 | 3082 | 3082 | 3082 | 1692 | 1692 | 1692 | 1692 | 1692 | 1692 | 1692 | 1692 | 1692
NEM | Brown Coal | 4835 | 4835 | 4835 | 4835 | 3385 | 3385 | 3385 | 3385 | 3385 | 1160 | 580 | 580 | 580 | 580 | 580 | 580 | 580 | 580 | 580 | 580 | 580 | 580 | 580 | 0 | 0
NEM | CCGT | 2954.9 | 2954.9 | 2954.9 | 2774.9 | 2774.9 | 2774.9 | 2774.9 | 2774.9 | 2774.9 | 2774.9 | 2774.9 | 2774.9 | 2389.9 | 1860.9002 | 1860.9002 | 1716.5002 | 1716.5003 | 1716.5006 | 1716.5007 | 1276.5008 | 1276.5008 | 632.0009 | 388.0011 | 388.0012 | 388.0012
NEM | Gas - Steam | 1300 | 1300 | 500 | 500 | 500 | 500 | 500 | 500 | 500 | 500 | 500 | 500 | 500 | 500 | 500 | 0 | 0 | 0 | 0 | 0 | 0 | 0 | 0 | 0 | 0
NEM | OCGT / Diesel | 8305.359 | 8305.359 | 8305.359 | 8305.359 | 8305.359 | 8305.359 | 7922.859 | 7922.859 | 7645.999 | 7052.499 | 6935.4995 | 6805.4996 | 6805.4996 | 7550.3536 | 7550.3536 | 7110.3536 | 6990.3539 | 7583.2507 | 7489.2507 | 7704.6369 | 8316.539 | 8193.3391 | 8020.5251 | 8262.3252 | 9334.9532
NEM | Hydro | 7507.42 | 7507.42 | 7507.42 | 7507.42 | 7507.42 | 7507.42 | 7507.42 | 7507.42 | 7507.42 | 7507.42 | 7507.42 | 7507.42 | 7507.42 | 7421.02 | 7421.02 | 7421.02 | 7421.02 | 7421.02 | 7355.02 | 7355.02 | 7355.02 | 7355.02 | 7355.02 | 7355.02 | 7355.02
NEM | Hydrogen Turbine | 0 | 0 | 0 | 0 | 0 | 0 | 0 | 0 | 0 | 0 | 0 | 0 | 0 | 0 | 0 | 0 | 0 | 0 | 0 | 0 | 0 | 0 | 0 | 0 | 0
NEM | Wind | 12114.048 | 17761.7914 | 23064.9068 | 29203.2033 | 31791.2199 | 36087.4067 | 36313.7004 | 36590.5642 | 37857.0026 | 38584.2535 | 39828.9076 | 39911.6027 | 40680.3028 | 41613.103 | 41831.6264 | 42504.9263 | 42103.0147 | 43839.8399 | 44449.2694 | 43474.3579 | 42565.4689 | 43007.3441 | 45172.7926 | 45348.1424 | 46107.6468
NEM | Solar PV | 10576.491 | 11900.8781 | 13437.9954 | 15494.3792 | 21940.9966 | 23587.6816 | 23587.6816 | 23581.5618 | 23581.5619 | 24314.9538 | 26322.5439 | 27186.3537 | 27065.3537 | 27015.3538 | 26865.0538 | 26865.0541 | 26979.6816 | 27762.9498 | 28728.1704 | 30014.0944 | 29481.7288 | 31598.617 | 33285.7428 | 34536.3762 | 34323.4519
NEM | Grid Battery | 2317.4 | 4278.4025 | 5312.9028 | 6257.0062 | 6257.0062 | 6730.4381 | 6700.4381 | 7212.1382 | 7723.1383 | 8202.9381 | 9786.8381 | 9786.8382 | 9736.8384 | 9736.8386 | 9631.8388 | 9631.8391 | 9631.8399 | 9325.574 | 9413.8456 | 8855.8466 | 8943.4619 | 8954.9182 | 9528.0438 | 9516.7873 | 9465.9879
NEM | PHES | 810 | 1060 | 1060 | 1060 | 4455.266 | 9065.5236 | 11063.5239 | 11063.524 | 11063.524 | 11063.5242 | 11063.5243 | 11063.5244 | 11063.5247 | 11063.5251 | 11063.5252 | 11063.5257 | 11063.5268 | 11137.7992 | 11137.7999 | 11157.0193 | 11157.0205 | 11157.0222 | 11157.0226 | 11196.0534 | 11196.0535
NEM | VPP | 107.1 | 128.2 | 150.99 | 176.19 | 205.3 | 240.21 | 267.51 | 297.51 | 329.4 | 364.92 | 403.3 | 444.7 | 487.69 | 533.79 | 581.91 | 629.49 | 676.69 | 724.29 | 772.5 | 821.59 | 877.1 | 935.99 | 998.61 | 1064.9 | 1130.2
Total excluding storage |  | 67283.718 | 76487.9508 | 80705.474 | 88149.4576 | 96468.4677 | 105429.939 | 106009.033 | 106541.4772 | 106993.9458 | 105351.4086 | 108784.9334 | 109642.8386 | 109898.5292 | 110956.8844 | 110968.2279 | 110604.709 | 108854.6272 | 111783.2241 | 113334.3567 | 112931.0659 | 112244.8399 | 114106.2514 | 118177.758 | 119359.6055 | 120993.3145
Region | Technology | 2024-25 | 2025-26 | 2026-27 | 2027-28 | 2028-29 | 2029-30 | 2030-31 | 2031-32 | 2032-33 | 2033-34 | 2034-35 | 2035-36 | 2036-37 | 2037-38 | 2038-39 | 2039-40 | 2040-41 | 2041-42 | 2042-43 | 2043-44 | 2044-45 | 2045-46 | 2046-47 | 2047-48 | 2048-49
NSW1 | Black Coal | 8330 | 8330 | 5450 | 5450 | 2760 | 1390 | 1390 | 1390 | 1390 | 1390 | 1390 | 1390 | 1390 | 1390 | 1390 | 1390 | 0 | 0 | 0 | 0 | 0 | 0 | 0 | 0 | 0
NSW1 | Brown Coal | 0 | 0 | 0 | 0 | 0 | 0 | 0 | 0 | 0 | 0 | 0 | 0 | 0 | 0 | 0 | 0 | 0 | 0 | 0 | 0 | 0 | 0 | 0 | 0 | 0
NSW1 | CCGT | 440 | 440 | 440 | 440 | 440 | 440 | 440 | 440 | 440 | 440 | 440 | 440 | 440 | 440.0001 | 440.0001 | 440.0001 | 440.0001 | 440.0002 | 440.0002 | 0.00020572 | 0.00020577 | 0.00027171 | 0.00029921 | 0.00033956 | 0.0003401
NSW1 | Gas - Steam | 0 | 0 | 0 | 0 | 0 | 0 | 0 | 0 | 0 | 0 | 0 | 0 | 0 | 0 | 0 | 0 | 0 | 0 | 0 | 0 | 0 | 0 | 0 | 0 | 0
NSW1 | OCGT / Diesel | 2688.999 | 2688.999 | 2688.999 | 2688.999 | 2688.999 | 2688.999 | 2688.999 | 2688.999 | 2688.999 | 2688.999 | 2688.9991 | 2638.9991 | 2638.9991 | 3049.7115 | 3049.7115 | 3049.7115 | 3049.7115 | 3049.7115 | 3049.7115 | 3049.7116 | 2200.7126 | 2200.7126 | 2200.7126 | 3026.5124 | 3026.5126
NSW1 | Hydro | 2525 | 2525 | 2525 | 2525 | 2525 | 2525 | 2525 | 2525 | 2525 | 2525 | 2525 | 2525 | 2525 | 2525 | 2525 | 2525 | 2525 | 2525 | 2525 | 2525 | 2525 | 2525 | 2525 | 2525 | 2525
NSW1 | Hydrogen Turbine | 0 | 0 | 0 | 0 | 0 | 0 | 0 | 0 | 0 | 0 | 0 | 0 | 0 | 0 | 0 | 0 | 0 | 0 | 0 | 0 | 0 | 0 | 0 | 0 | 0
NSW1 | Wind | 2820.72 | 5171.4609 | 7749.9862 | 10389.5408 | 11774.7095 | 13384.2944 | 13384.2944 | 13384.2944 | 13384.2944 | 13384.2944 | 13384.2944 | 13384.2944 | 13337.7944 | 13337.7944 | 13135.3144 | 13135.3144 | 12774.8145 | 12726.5145 | 12726.5145 | 12161.5345 | 12161.5346 | 12529.0269 | 13749.601 | 13749.6013 | 14273.5564
NSW1 | Solar PV | 4655.013 | 5356.8134 | 6893.9307 | 8820.4813 | 14665.5571 | 15868.9501 | 15868.9502 | 15868.9502 | 15868.9502 | 15868.9502 | 15868.9503 | 15868.9503 | 15868.9503 | 15868.9503 | 15718.6503 | 15718.6504 | 15718.6507 | 15718.6512 | 15616.6297 | 15563.8752 | 15563.8756 | 16194.5821 | 16496.0308 | 17090.563 | 17051.7966
NSW1 | Grid Battery | 585 | 1645.0016 | 2229.4737 | 3122.8902 | 3122.8902 | 3516.9581 | 3516.9581 | 3516.9581 | 3516.9581 | 3486.9581 | 3486.9581 | 3486.9582 | 3436.9582 | 3436.9582 | 3436.9582 | 3436.9584 | 3436.9589 | 3436.9612 | 3436.9628 | 3336.9633 | 3336.9674 | 3336.9734 | 3005.2892 | 3044.718 | 3044.7184
NSW1 | PHES | 240 | 240 | 240 | 240 | 2157.1629 | 4940.9671 | 4940.9671 | 4940.9671 | 4940.9671 | 4940.9671 | 4940.9671 | 4940.9671 | 4940.9671 | 4940.9671 | 4940.9672 | 4940.9672 | 4940.9672 | 4940.9672 | 4940.9672 | 4940.9672 | 4940.9673 | 4940.9689 | 4940.9689 | 4940.9694 | 4940.9695
NSW1 | VPP | 18.1 | 23.2 | 29.29 | 35.69 | 43.4 | 52.31 | 59.11 | 66.51 | 74.5 | 83.42 | 93.1 | 103.6 | 114.59 | 126.39 | 138.81 | 151.29 | 163.79 | 176.49 | 189.2 | 201.99 | 216.6 | 232.09 | 248.61 | 266.2 | 283.5
Total excluding storage |  | 22302.832 | 26420.475 | 28246.6796 | 33712.6013 | 40177.7188 | 44807.4787 | 44814.2787 | 44821.6787 | 44829.6688 | 44808.5888 | 44818.2691 | 44778.7691 | 44693.2592 | 45115.7718 | 44775.4118 | 44787.892 | 43049.8929 | 43014.2958 | 42924.986 | 41780.042 | 40945.6577 | 41959.3542 | 43166.2129 | 44643.5646 | 45146.0539
Region | Technology | 2024-25 | 2025-26 | 2026-27 | 2027-28 | 2028-29 | 2029-30 | 2030-31 | 2031-32 | 2032-33 | 2033-34 | 2034-35 | 2035-36 | 2036-37 | 2037-38 | 2038-39 | 2039-40 | 2040-41 | 2041-42 | 2042-43 | 2043-44 | 2044-45 | 2045-46 | 2046-47 | 2047-48 | 2048-49
QLD1 | Black Coal | 8126 | 8126 | 8126 | 6586 | 6586 | 5856 | 4596 | 4316 | 3236 | 2436 | 1692 | 1692 | 1692 | 1692 | 1692 | 1692 | 1692 | 1692 | 1692 | 1692 | 1692 | 1692 | 1692 | 1692 | 1692
QLD1 | Brown Coal | 0 | 0 | 0 | 0 | 0 | 0 | 0 | 0 | 0 | 0 | 0 | 0 | 0 | 0 | 0 | 0 | 0 | 0 | 0 | 0 | 0 | 0 | 0 | 0 | 0
QLD1 | CCGT | 1597.9 | 1597.9 | 1597.9 | 1597.9 | 1597.9 | 1597.9 | 1597.9 | 1597.9 | 1597.9 | 1597.9 | 1597.9 | 1597.9 | 1212.9 | 1212.9001 | 1212.9001 | 1068.5001 | 1068.5002 | 1068.5002 | 1068.5002 | 1068.5002 | 1068.5002 | 424.0002 | 180.0004 | 180.0004 | 180.0004
QLD1 | Gas - Steam | 0 | 0 | 0 | 0 | 0 | 0 | 0 | 0 | 0 | 0 | 0 | 0 | 0 | 0 | 0 | 0 | 0 | 0 | 0 | 0 | 0 | 0 | 0 | 0 | 0
QLD1 | OCGT / Diesel | 1954.5 | 1954.5 | 1954.5 | 1954.5 | 1954.5 | 1954.5 | 1954.5 | 1954.5 | 1954.5 | 1531 | 1414.0001 | 1414.0001 | 1414.0001 | 1547.3179 | 1547.3179 | 1547.3179 | 1547.3179 | 1547.3179 | 1547.318 | 1547.318 | 1547.3181 | 1547.3181 | 1528.5039 | 1528.5039 | 2601.1317
QLD1 | Hydro | 152.4 | 152.4 | 152.4 | 152.4 | 152.4 | 152.4 | 152.4 | 152.4 | 152.4 | 152.4 | 152.4 | 152.4 | 152.4 | 66 | 66 | 66 | 66 | 66 | 0 | 0 | 0 | 0 | 0 | 0 | 0
QLD1 | Hydrogen Turbine | 0 | 0 | 0 | 0 | 0 | 0 | 0 | 0 | 0 | 0 | 0 | 0 | 0 | 0 | 0 | 0 | 0 | 0 | 0 | 0 | 0 | 0 | 0 | 0 | 0
QLD1 | Wind | 1551.408 | 4241.6023 | 5679.3377 | 8030.9342 | 8030.9343 | 8814.0579 | 8814.0579 | 8814.0579 | 8814.0579 | 8814.058 | 8934.3068 | 8934.3068 | 8934.3068 | 8934.307 | 8934.307 | 8934.307 | 8934.308 | 10719.4331 | 11379.4124 | 11507.1409 | 11054.2509 | 12229.9985 | 12855.5832 | 12869.797 | 13343.0462
QLD1 | Solar PV | 4013.785 | 4013.785 | 4013.785 | 4013.785 | 4098.3108 | 4541.6027 | 4541.6027 | 4541.6027 | 4541.6028 | 5274.9946 | 7282.5847 | 7282.5847 | 7161.5847 | 7111.5847 | 7111.5847 | 7111.5848 | 7226.2119 | 8032.2394 | 9099.4815 | 10438.1565 | 10237.0565 | 11118.0214 | 11786.1895 | 12189.789 | 11621.5156
QLD1 | Grid Battery | 622 | 772.0002 | 772.0009 | 772.0009 | 772.0009 | 772.0009 | 772.0009 | 772.0009 | 772.0009 | 772.0009 | 772.0009 | 772.0009 | 772.001 | 772.001 | 672.001 | 672.001 | 672.0011 | 672.0014 | 760.2713 | 760.2714 | 914.2668 | 914.2667 | 1484.1687 | 1484.1687 | 1484.1687
QLD1 | PHES | 570 | 820 | 820 | 820 | 1630.8893 | 2543.7518 | 4541.7518 | 4541.7518 | 4541.7519 | 4541.752 | 4541.752 | 4541.752 | 4541.752 | 4541.752 | 4541.752 | 4541.752 | 4541.752 | 4541.752 | 4541.7527 | 4541.7527 | 4541.7538 | 4541.7538 | 4541.7543 | 4541.7543 | 4541.7543
QLD1 | VPP | 8.3 | 11 | 14.1 | 17.7 | 21.8 | 27.1 | 31.4 | 36.3 | 41.6 | 47.6 | 54.3 | 61.7 | 69.5 | 78 | 87.1 | 96.1 | 105.2 | 114.4 | 123.9 | 133.7 | 144.9 | 156.9 | 169.8 | 183.6 | 197.3
Total excluding storage |  | 18596.293 | 21689.1875 | 23130.0236 | 23945.2201 | 24844.7353 | 26259.3134 | 27001.6134 | 26726.5134 | 25651.8135 | 25167.7055 | 26441.2445 | 26448.6445 | 25950.4446 | 25955.8627 | 25864.9628 | 25729.5629 | 25853.2911 | 28453.644 | 30212.636 | 31688.8397 | 31200.0463 | 32624.2587 | 34237.9998 | 34669.6132 | 35660.9169
Region | Technology | 2024-25 | 2025-26 | 2026-27 | 2027-28 | 2028-29 | 2029-30 | 2030-31 | 2031-32 | 2032-33 | 2033-34 | 2034-35 | 2035-36 | 2036-37 | 2037-38 | 2038-39 | 2039-40 | 2040-41 | 2041-42 | 2042-43 | 2043-44 | 2044-45 | 2045-46 | 2046-47 | 2047-48 | 2048-49
VIC1 | Black Coal | 0 | 0 | 0 | 0 | 0 | 0 | 0 | 0 | 0 | 0 | 0 | 0 | 0 | 0 | 0 | 0 | 0 | 0 | 0 | 0 | 0 | 0 | 0 | 0 | 0
VIC1 | Brown Coal | 4835 | 4835 | 4835 | 4835 | 3385 | 3385 | 3385 | 3385 | 3385 | 1160 | 580 | 580 | 580 | 580 | 580 | 580 | 580 | 580 | 580 | 580 | 580 | 580 | 580 | 0 | 0
VIC1 | CCGT | 0 | 0 | 0 | 0 | 0 | 0 | 0 | 0 | 0 | 0 | 0 | 0 | 0 | 0 | 0 | 0 | 0 | 0.00012166 | 0.00012175 | 0.00015658 | 0.00015842 | 0.00015863 | 0.00021529 | 0.00022958 | 0.00023004
VIC1 | Gas - Steam | 500 | 500 | 500 | 500 | 500 | 500 | 500 | 500 | 500 | 500 | 500 | 500 | 500 | 500 | 500 | 0 | 0 | 0 | 0 | 0 | 0 | 0 | 0 | 0 | 0
VIC1 | OCGT / Diesel | 1900 | 1900 | 1900 | 1900 | 1900 | 1900 | 1900 | 1900 | 1900 | 1730 | 1730.0001 | 1730.0001 | 1730.0001 | 1730.0001 | 1730.0001 | 1290.0001 | 1290.0003 | 1290.0008 | 1196.0008 | 1196.0028 | 2380.0976 | 2380.0976 | 2380.0976 | 1796.0976 | 1796.0976
VIC1 | Hydro | 2279.02 | 2279.02 | 2279.02 | 2279.02 | 2279.02 | 2279.02 | 2279.02 | 2279.02 | 2279.02 | 2279.02 | 2279.02 | 2279.02 | 2279.02 | 2279.02 | 2279.02 | 2279.02 | 2279.02 | 2279.02 | 2279.02 | 2279.02 | 2279.02 | 2279.02 | 2279.02 | 2279.02 | 2279.02
VIC1 | Hydrogen Turbine | 0 | 0 | 0 | 0 | 0 | 0 | 0 | 0 | 0 | 0 | 0 | 0 | 0 | 0 | 0 | 0 | 0 | 0 | 0 | 0 | 0 | 0 | 0 | 0 | 0
VIC1 | Wind | 4416.36 | 5023.1676 | 5779.5676 | 5925.6905 | 5925.6908 | 7648.827 | 7648.827 | 7925.6907 | 8592.6906 | 9206.1907 | 10330.5959 | 10681.191 | 11681.191 | 12613.991 | 13193.991 | 14193.9908 | 13905.6908 | 13905.6908 | 13855.1408 | 13531.3408 | 13219.3409 | 12355.7821 | 12355.7821 | 12172.8527 | 12144.1528
VIC1 | Solar PV | 1208.073 | 1473.6596 | 1473.6597 | 1473.6597 | 1473.66 | 1473.66 | 1473.66 | 1473.66 | 1473.66 | 1473.6601 | 1473.6601 | 1473.6601 | 1473.6601 | 1473.6601 | 1473.6601 | 1473.6601 | 1473.6601 | 1473.6602 | 1473.6602 | 1473.6605 | 1363.1809 | 1332.0817 | 1445.8827 | 1777.5845 | 2171.6996
VIC1 | Grid Battery | 580.33 | 1050.3305 | 1400.3318 | 1400.3323 | 1400.3323 | 1479.6961 | 1479.6961 | 1991.396 | 2502.3961 | 3012.1958 | 4621.0958 | 4621.0958 | 4621.0958 | 4621.0958 | 4616.0959 | 4616.0959 | 4616.0959 | 4316.0964 | 4316.0965 | 4116.0966 | 4116.0971 | 4116.0975 | 4116.102 | 4116.1017 | 4116.1017
VIC1 | PHES | 0 | 0 | 0 | 0 | 667.2133 | 1580.8041 | 1580.8042 | 1580.8042 | 1580.8042 | 1580.8042 | 1580.8042 | 1580.8042 | 1580.8042 | 1580.8042 | 1580.8042 | 1580.8042 | 1580.8042 | 1580.8042 | 1580.8042 | 1580.8042 | 1580.8042 | 1580.8042 | 1580.8042 | 1580.8042 | 1580.8043
VIC1 | VPP | 15.1 | 20.7 | 26.7 | 33.6 | 42.1 | 52 | 59.5 | 67.8 | 76.8 | 87 | 98.1 | 110.2 | 123 | 137 | 151.6 | 166.3 | 181 | 196 | 211.4 | 227.3 | 245.1 | 264.2 | 284.6 | 306.3 | 327.8
Total excluding storage |  | 15733.883 | 17081.8778 | 18194.2791 | 18347.3024 | 17573.0164 | 20299.0072 | 20306.5073 | 21103.371 | 22290.371 | 21028.8707 | 23193.276 | 23555.9712 | 24568.7712 | 25515.5712 | 26105.1712 | 26179.8711 | 25906.2713 | 25621.2726 | 25492.1226 | 24984.2252 | 25763.6408 | 24888.0834 | 25022.2889 | 24028.7609 | 24415.6762
Region | Technology | 2024-25 | 2025-26 | 2026-27 | 2027-28 | 2028-29 | 2029-30 | 2030-31 | 2031-32 | 2032-33 | 2033-34 | 2034-35 | 2035-36 | 2036-37 | 2037-38 | 2038-39 | 2039-40 | 2040-41 | 2041-42 | 2042-43 | 2043-44 | 2044-45 | 2045-46 | 2046-47 | 2047-48 | 2048-49
SA1 | Black Coal | 0 | 0 | 0 | 0 | 0 | 0 | 0 | 0 | 0 | 0 | 0 | 0 | 0 | 0 | 0 | 0 | 0 | 0 | 0 | 0 | 0 | 0 | 0 | 0 | 0
SA1 | Brown Coal | 0 | 0 | 0 | 0 | 0 | 0 | 0 | 0 | 0 | 0 | 0 | 0 | 0 | 0 | 0 | 0 | 0 | 0 | 0 | 0 | 0 | 0 | 0 | 0 | 0
SA1 | CCGT | 709 | 709 | 709 | 529 | 529 | 529 | 529 | 529 | 529 | 529 | 529 | 529 | 529 | 0 | 0 | 0 | 0 | 0.00015356 | 0.00015361 | 0.00019629 | 0.00019668 | 0.00019681 | 0.00025693 | 0.0002576 | 0.00025791
SA1 | Gas - Steam | 800 | 800 | 0 | 0 | 0 | 0 | 0 | 0 | 0 | 0 | 0 | 0 | 0 | 0 | 0 | 0 | 0 | 0 | 0 | 0 | 0 | 0 | 0 | 0 | 0
SA1 | OCGT / Diesel | 1583.86 | 1583.86 | 1583.86 | 1583.86 | 1583.86 | 1583.86 | 1201.36 | 1201.36 | 924.5 | 924.5 | 924.5001 | 844.5001 | 844.5001 | 1045.3238 | 1045.3238 | 1045.3238 | 1045.3238 | 1638.2198 | 1638.2198 | 1853.6039 | 2130.41 | 2007.21 | 1853.2102 | 1853.2102 | 1853.2102
SA1 | Hydro | 0 | 0 | 0 | 0 | 0 | 0 | 0 | 0 | 0 | 0 | 0 | 0 | 0 | 0 | 0 | 0 | 0 | 0 | 0 | 0 | 0 | 0 | 0 | 0 | 0
SA1 | Hydrogen Turbine | 0 | 0 | 0 | 0 | 0 | 0 | 0 | 0 | 0 | 0 | 0 | 0 | 0 | 0 | 0 | 0 | 0 | 0 | 0 | 0 | 0 | 0 | 0 | 0 | 0
SA1 | Wind | 2762.21 | 2762.21 | 2972.2786 | 3643.8131 | 4431.6482 | 4409.6845 | 4343.6845 | 4343.6845 | 4343.6845 | 4244.9845 | 4244.9845 | 3977.0845 | 3792.2845 | 3792.2846 | 3633.2846 | 3306.5846 | 3267.5846 | 3267.5847 | 3267.5848 | 3053.7248 | 3053.7257 | 2815.9197 | 3135.2093 | 3479.2743 | 3270.2744
SA1 | Solar PV | 699.62 | 1056.62 | 1056.6201 | 1186.4532 | 1703.4687 | 1703.4687 | 1703.4687 | 1697.3487 | 1697.3487 | 1697.3487 | 1697.3488 | 1697.3488 | 1697.3488 | 1697.3488 | 1697.3488 | 1697.3488 | 1697.3488 | 1674.5888 | 1674.5889 | 1674.592 | 1453.8055 | 2090.1215 | 2693.8293 | 2614.6294 | 2614.6295
SA1 | Grid Battery | 530.07 | 811.0701 | 911.0962 | 961.7827 | 961.7827 | 961.7828 | 931.7828 | 931.7828 | 931.7829 | 931.7829 | 906.7829 | 906.7829 | 906.7829 | 906.7829 | 906.7829 | 906.7829 | 906.783 | 900.5131 | 900.5131 | 642.5131 | 576.1283 | 587.5785 | 922.4819 | 871.7955 | 820.9956
SA1 | PHES | 0 | 0 | 0 | 0 | 0 | 0 | 0 | 0 | 0 | 0 | 0 | 0 | 0 | 0 | 0 | 0 | 0 | 0 | 0 | 0 | 0 | 0 | 0 | 0 | 0
SA1 | VPP | 64.7 | 72.1 | 79.3 | 87.2 | 95.5 | 105.7 | 114 | 122.9 | 132 | 141.8 | 152.1 | 162.8 | 173.5 | 184.6 | 195.8 | 206.4 | 216.5 | 226.5 | 236.3 | 246.1 | 257.1 | 268.5 | 280.3 | 292.5 | 304.2
Total excluding storage |  | 7149.46 | 7794.8601 | 7312.1549 | 7992.109 | 9305.2596 | 9293.496 | 8823.296 | 8826.076 | 8558.3161 | 8469.4161 | 8454.7163 | 8117.5163 | 7943.4163 | 7626.3401 | 7478.5401 | 7162.4402 | 7133.5402 | 7707.4066 | 7717.2068 | 7470.5339 | 7471.1698 | 7769.3299 | 8885.0309 | 9111.4096 | 8863.31
Region | Technology | 2024-25 | 2025-26 | 2026-27 | 2027-28 | 2028-29 | 2029-30 | 2030-31 | 2031-32 | 2032-33 | 2033-34 | 2034-35 | 2035-36 | 2036-37 | 2037-38 | 2038-39 | 2039-40 | 2040-41 | 2041-42 | 2042-43 | 2043-44 | 2044-45 | 2045-46 | 2046-47 | 2047-48 | 2048-49
TAS1 | Black Coal | 0 | 0 | 0 | 0 | 0 | 0 | 0 | 0 | 0 | 0 | 0 | 0 | 0 | 0 | 0 | 0 | 0 | 0 | 0 | 0 | 0 | 0 | 0 | 0 | 0
TAS1 | Brown Coal | 0 | 0 | 0 | 0 | 0 | 0 | 0 | 0 | 0 | 0 | 0 | 0 | 0 | 0 | 0 | 0 | 0 | 0 | 0 | 0 | 0 | 0 | 0 | 0 | 0
TAS1 | CCGT | 208 | 208 | 208 | 208 | 208 | 208 | 208 | 208 | 208 | 208 | 208 | 208 | 208 | 208 | 208 | 208 | 208 | 208 | 208 | 208 | 208 | 208 | 208 | 208 | 208
TAS1 | Gas - Steam | 0 | 0 | 0 | 0 | 0 | 0 | 0 | 0 | 0 | 0 | 0 | 0 | 0 | 0 | 0 | 0 | 0 | 0 | 0 | 0 | 0 | 0 | 0 | 0 | 0
TAS1 | OCGT / Diesel | 178 | 178 | 178 | 178 | 178 | 178 | 178 | 178 | 178 | 178 | 178 | 178.0001 | 178.0001 | 178.0001 | 178.0001 | 178.0001 | 58.0003 | 58.0005 | 58.0005 | 58.0007 | 58.0007 | 58.0007 | 58.0007 | 58.001 | 58.001
TAS1 | Hydro | 2551 | 2551 | 2551 | 2551 | 2551 | 2551 | 2551 | 2551 | 2551 | 2551 | 2551 | 2551 | 2551 | 2551 | 2551 | 2551 | 2551 | 2551 | 2551 | 2551 | 2551 | 2551 | 2551 | 2551 | 2551
TAS1 | Hydrogen Turbine | 0 | 0 | 0 | 0 | 0 | 0 | 0 | 0 | 0 | 0 | 0 | 0 | 0 | 0 | 0 | 0 | 0 | 0 | 0 | 0 | 0 | 0 | 0 | 0 | 0
TAS1 | Wind | 563.35 | 563.3505 | 883.7366 | 1213.2247 | 1628.237 | 1830.5429 | 2122.8367 | 2122.8367 | 2722.2751 | 2934.726 | 2934.726 | 2934.726 | 2934.7261 | 2934.7261 | 2934.7294 | 2934.7295 | 3220.6168 | 3220.6168 | 3220.6168 | 3220.6169 | 3076.6169 | 3076.6169 | 3076.617 | 3076.617 | 3076.617
TAS1 | Solar PV | 0 | 0 | 0 | 0 | 0 | 0 | 0 | 0.00019221 | 0.00019288 | 0.00019313 | 0.00019324 | 863.8099 | 863.8099 | 863.8099 | 863.8099 | 863.8101 | 863.8101 | 863.8102 | 863.8102 | 863.8102 | 863.8103 | 863.8103 | 863.8104 | 863.8104 | 863.8105
TAS1 | Grid Battery | 0 | 0 | 0.00011965 | 0.00014062 | 0.00014407 | 0.00014555 | 0.00016186 | 0.00027822 | 0.00031064 | 0.00034061 | 0.00038628 | 0.00042798 | 0.00050753 | 0.00068996 | 0.00074939 | 0.00088037 | 0.0010781 | 0.001913 | 0.0019319 | 0.0021704 | 0.0022648 | 0.0021228 | 0.0020924 | 0.0034115 | 0.0034441
TAS1 | PHES | 0 | 0 | 0 | 0 | 0.00052599 | 0.00058041 | 0.00076087 | 0.00081855 | 0.00087767 | 0.00093442 | 0.0010165 | 0.0010885 | 0.0013934 | 0.0017862 | 0.0018057 | 0.0023049 | 0.0033708 | 74.2757 | 74.2758 | 93.4952 | 93.4952 | 93.4952 | 93.4952 | 132.5255 | 132.5255
TAS1 | VPP | 0.9 | 1.2 | 1.6 | 2 | 2.5 | 3.1 | 3.5 | 4 | 4.5 | 5.1 | 5.7 | 6.4 | 7.1 | 7.8 | 8.6 | 9.4 | 10.2 | 10.9 | 11.7 | 12.5 | 13.4 | 14.3 | 15.3 | 16.3 | 17.4
Total excluding storage |  | 3501.25 | 3501.5505 | 3822.3367 | 4152.2249 | 4567.7376 | 4770.6436 | 5063.3376 | 5063.838 | 5663.7765 | 5876.8275 | 5877.4276 | 6741.9375 | 6742.638 | 6743.3386 | 6744.142 | 6744.9429 | 6911.6317 | 6986.6052 | 6987.4052 | 7007.4251 | 6864.3253 | 6865.2252 | 6866.2254 | 6906.2572 | 6907.3574
Explicitly modelled pumping
Region | Technology | 2024-25 | 2025-26 | 2026-27 | 2027-28 | 2028-29 | 2029-30 | 2030-31 | 2031-32 | 2032-33 | 2033-34 | 2034-35 | 2035-36 | 2036-37 | 2037-38 | 2038-39 | 2039-40 | 2040-41 | 2041-42 | 2042-43 | 2043-44 | 2044-45 | 2045-46 | 2046-47 | 2047-48 | 2048-49
NEM | Grid Battery pump | 2317.4 | 4278.4016 | 4628.4038 | 4953.4055 | 4953.4055 | 5657.5901 | 5627.5903 | 6242.0059 | 7480.8014 | 7812.618 | 9567.7854 | 9878.7442 | 10123.9594 | 12129.8512 | 12024.8513 | 12532.4934 | 13793.9446 | 14806.0813 | 17611.2104 | 18236.7581 | 17673.8536 | 17663.8525 | 17661.8512 | 17336.8502 | 17286.0508
NEM | PHES Pump | 1310 | 1560 | 1560 | 1560 | 4060.2493 | 6283.8434 | 8281.8447 | 8281.8448 | 8302.4683 | 8619.797 | 8838.1007 | 9294.9892 | 9497.5271 | 9497.5289 | 9497.529 | 9498.614 | 9656.6116 | 9902.6986 | 9902.6987 | 9930.7283 | 9930.7284 | 9939.5897 | 9939.6148 | 9939.615 | 10320.8624
NEM | VPP pump | 465.39 | 865.09 | 1338.81 | 1937.09 | 2620.4099 | 3743.7901 | 4673.6 | 5606.7 | 6613 | 7696.0901 | 8891.7099 | 10188.0002 | 11325.3999 | 12553.6999 | 13871.8101 | 15003.4998 | 16133 | 17247.2003 | 18392.8899 | 19547.2 | 20775.4001 | 22044.5002 | 23192.4899 | 24355.9998 | 25520
Region | Technology | 2024-25 | 2025-26 | 2026-27 | 2027-28 | 2028-29 | 2029-30 | 2030-31 | 2031-32 | 2032-33 | 2033-34 | 2034-35 | 2035-36 | 2036-37 | 2037-38 | 2038-39 | 2039-40 | 2040-41 | 2041-42 | 2042-43 | 2043-44 | 2044-45 | 2045-46 | 2046-47 | 2047-48 | 2048-49
NSW1 | Grid Battery pump | 585 | 1645.0016 | 2229.4737 | 3122.8902 | 3122.8902 | 3516.9581 | 3516.9581 | 3516.9581 | 3516.9581 | 3486.9581 | 3486.9581 | 3486.9582 | 3436.9582 | 3436.9582 | 3436.9582 | 3436.9584 | 3436.9589 | 3436.9612 | 3436.9628 | 3336.9633 | 3336.9674 | 3336.9734 | 3005.2892 | 3044.718 | 3044.7184
NSW1 | PHES Pump | 840 | 840 | 840 | 840 | 2757.1629 | 5540.9671 | 5540.9671 | 5540.9671 | 5540.9671 | 5540.9671 | 5540.9671 | 5540.9671 | 5540.9671 | 5540.9671 | 5540.9672 | 5540.9672 | 5540.9672 | 5540.9672 | 5540.9672 | 5540.9672 | 5540.9673 | 5540.9689 | 5540.9689 | 5540.9694 | 5540.9695
NSW1 | VPP pump | 18.1 | 23.2 | 29.29 | 35.69 | 43.4 | 52.31 | 59.11 | 66.51 | 74.5 | 83.42 | 93.1 | 103.6 | 114.59 | 126.39 | 138.81 | 151.29 | 163.79 | 176.49 | 189.2 | 201.99 | 216.6 | 232.09 | 248.61 | 266.2 | 283.5
Region | Technology | 2024-25 | 2025-26 | 2026-27 | 2027-28 | 2028-29 | 2029-30 | 2030-31 | 2031-32 | 2032-33 | 2033-34 | 2034-35 | 2035-36 | 2036-37 | 2037-38 | 2038-39 | 2039-40 | 2040-41 | 2041-42 | 2042-43 | 2043-44 | 2044-45 | 2045-46 | 2046-47 | 2047-48 | 2048-49
QLD1 | Grid Battery pump | 622 | 772.0002 | 772.0009 | 772.0009 | 772.0009 | 772.0009 | 772.0009 | 772.0009 | 772.0009 | 772.0009 | 772.0009 | 772.0009 | 772.001 | 772.001 | 672.001 | 672.001 | 672.0011 | 672.0014 | 760.2713 | 760.2714 | 914.2668 | 914.2667 | 1484.1687 | 1484.1687 | 1484.1687
QLD1 | PHES Pump | 470 | 720 | 720 | 720 | 1530.8893 | 2443.7518 | 4441.7518 | 4441.7518 | 4441.7519 | 4441.752 | 4441.752 | 4441.752 | 4441.752 | 4441.752 | 4441.752 | 4441.752 | 4441.752 | 4441.752 | 4441.7527 | 4441.7527 | 4441.7538 | 4441.7538 | 4441.7543 | 4441.7543 | 4441.7543
QLD1 | VPP pump | 8.3 | 11 | 14.1 | 17.7 | 21.8 | 27.1 | 31.4 | 36.3 | 41.6 | 47.6 | 54.3 | 61.7 | 69.5 | 78 | 87.1 | 96.1 | 105.2 | 114.4 | 123.9 | 133.7 | 144.9 | 156.9 | 169.8 | 183.6 | 197.3
Region | Technology | 2024-25 | 2025-26 | 2026-27 | 2027-28 | 2028-29 | 2029-30 | 2030-31 | 2031-32 | 2032-33 | 2033-34 | 2034-35 | 2035-36 | 2036-37 | 2037-38 | 2038-39 | 2039-40 | 2040-41 | 2041-42 | 2042-43 | 2043-44 | 2044-45 | 2045-46 | 2046-47 | 2047-48 | 2048-49
VIC1 | Grid Battery pump | 580.33 | 1050.3305 | 1400.3318 | 1400.3323 | 1400.3323 | 1479.6961 | 1479.6961 | 1991.396 | 2502.3961 | 3012.1958 | 4621.0958 | 4621.0958 | 4621.0958 | 4621.0958 | 4616.0959 | 4616.0959 | 4616.0959 | 4316.0964 | 4316.0965 | 4116.0966 | 4116.0971 | 4116.0975 | 4116.102 | 4116.1017 | 4116.1017
VIC1 | PHES Pump | 0 | 0 | 0 | 0 | 667.2133 | 1580.8041 | 1580.8042 | 1580.8042 | 1580.8042 | 1580.8042 | 1580.8042 | 1580.8042 | 1580.8042 | 1580.8042 | 1580.8042 | 1580.8042 | 1580.8042 | 1580.8042 | 1580.8042 | 1580.8042 | 1580.8042 | 1580.8042 | 1580.8042 | 1580.8042 | 1580.8043
VIC1 | VPP pump | 15.1 | 20.7 | 26.7 | 33.6 | 42.1 | 52 | 59.5 | 67.8 | 76.8 | 87 | 98.1 | 110.2 | 123 | 137 | 151.6 | 166.3 | 181 | 196 | 211.4 | 227.3 | 245.1 | 264.2 | 284.6 | 306.3 | 327.8
Region | Technology | 2024-25 | 2025-26 | 2026-27 | 2027-28 | 2028-29 | 2029-30 | 2030-31 | 2031-32 | 2032-33 | 2033-34 | 2034-35 | 2035-36 | 2036-37 | 2037-38 | 2038-39 | 2039-40 | 2040-41 | 2041-42 | 2042-43 | 2043-44 | 2044-45 | 2045-46 | 2046-47 | 2047-48 | 2048-49
SA1 | Grid Battery pump | 530.07 | 811.0701 | 911.0962 | 961.7827 | 961.7827 | 961.7828 | 931.7828 | 931.7828 | 931.7829 | 931.7829 | 906.7829 | 906.7829 | 906.7829 | 906.7829 | 906.7829 | 906.7829 | 906.783 | 900.5131 | 900.5131 | 642.5131 | 576.1283 | 587.5785 | 922.4819 | 871.7955 | 820.9956
SA1 | PHES Pump | 0 | 0 | 0 | 0 | 0 | 0 | 0 | 0 | 0 | 0 | 0 | 0 | 0 | 0 | 0 | 0 | 0 | 0 | 0 | 0 | 0 | 0 | 0 | 0 | 0
SA1 | VPP pump | 64.7 | 72.1 | 79.3 | 87.2 | 95.5 | 105.7 | 114 | 122.9 | 132 | 141.8 | 152.1 | 162.8 | 173.5 | 184.6 | 195.8 | 206.4 | 216.5 | 226.5 | 236.3 | 246.1 | 257.1 | 268.5 | 280.3 | 292.5 | 304.2
Region | Technology | 2024-25 | 2025-26 | 2026-27 | 2027-28 | 2028-29 | 2029-30 | 2030-31 | 2031-32 | 2032-33 | 2033-34 | 2034-35 | 2035-36 | 2036-37 | 2037-38 | 2038-39 | 2039-40 | 2040-41 | 2041-42 | 2042-43 | 2043-44 | 2044-45 | 2045-46 | 2046-47 | 2047-48 | 2048-49
TAS1 | Grid Battery pump | 0 | 0 | 0.00011965 | 0.00014062 | 0.00014407 | 0.00014555 | 0.00016186 | 0.00027822 | 0.00031064 | 0.00034061 | 0.00038628 | 0.00042798 | 0.00050753 | 0.00068996 | 0.00074939 | 0.00088037 | 0.0010781 | 0.001913 | 0.0019319 | 0.0021704 | 0.0022648 | 0.0021228 | 0.0020924 | 0.0034115 | 0.0034441
TAS1 | PHES Pump | 0 | 0 | 0 | 0 | 0.00052599 | 0.00058041 | 0.00076087 | 0.00081855 | 0.00087767 | 0.00093442 | 0.0010165 | 0.0010885 | 0.0013934 | 0.0017862 | 0.0018057 | 0.0023049 | 0.0033708 | 74.2757 | 74.2758 | 93.4952 | 93.4952 | 93.4952 | 93.4952 | 132.5255 | 132.5255
TAS1 | VPP pump | 0.9 | 1.2 | 1.6 | 2 | 2.5 | 3.1 | 3.5 | 4 | 4.5 | 5.1 | 5.7 | 6.4 | 7.1 | 7.8 | 8.6 | 9.4 | 10.2 | 10.9 | 11.7 | 12.5 | 13.4 | 14.3 | 15.3 | 16.3 | 17.4

## BaseCase_REZ Generation
Annual sent-out generation by REZ (GWh) - BaseCase, Progressive Change Scenario
The REZ generation includes generation from the existing, committed and anticipated renewables mapped to the relevant REZs.
Explicitly modelled generation
Region | REZ | REZ Name | Technology | 2024-25 | 2025-26 | 2026-27 | 2027-28 | 2028-29 | 2029-30 | 2030-31 | 2031-32 | 2032-33 | 2033-34 | 2034-35 | 2035-36 | 2036-37 | 2037-38 | 2038-39 | 2039-40 | 2040-41 | 2041-42 | 2042-43 | 2043-44 | 2044-45 | 2045-46 | 2046-47 | 2047-48 | 2048-49
QLD | Q1 | Far North QLD | Solar | 0 | 4.3911e-05 | 6.1155e-05 | 8.5999e-05 | 0.0004636 | 0.00060223 | 0.00062656 | 0.00062882 | 0.00075976 | 0.00083261 | 0.00076193 | 0.00076116 | 0.0007185 | 0.00067957 | 0.00073207 | 0.00076006 | 0.0007293 | 0.00079591 | 0.0011322 | 0.0010993 | 0.0011063 | 0.0015931 | 0.0020448 | 0.0021563 | 0.0034358
QLD | Q2 | North Qld Clean Energy Hub | Solar | 193.6214 | 173.344 | 155.5775 | 157.326 | 159.857 | 540.5034 | 588.4474 | 625.0293 | 720.0052 | 768.7407 | 731.5789 | 727.9947 | 727.8554 | 544.9746 | 601.2026 | 619.4334 | 603.0127 | 617.3161 | 631.3591 | 604.6861 | 607.7986 | 1148.8777 | 2389.3503 | 2543.8829 | 2521.17
QLD | Q3 | Northern Qld | Solar | 965.8774 | 918.4458 | 756.3648 | 762.028 | 798.231 | 715.3458 | 819.6883 | 880.5584 | 1071.6493 | 1130.2969 | 1072.4904 | 1084.6772 | 1060.9016 | 975.0785 | 1084.1596 | 1145.8625 | 1095.7103 | 1109.4092 | 775.0391 | 481.7244 | 499.1139 | 474.9695 | 424.2689 | 221.9452 | 235.8725
QLD | Q4 | Isaac | Solar | 1303.0435 | 1221.892 | 1042.6763 | 1117.8149 | 1153.2009 | 1055.8941 | 1187.5597 | 1320.3192 | 1554.913 | 1606.883 | 1497.2646 | 1592.9277 | 1554.9339 | 1415.7299 | 1584.0469 | 1653.3441 | 1655.621 | 1633.368 | 1555.8084 | 1448.9968 | 1446.5264 | 1390.3704 | 1262.6734 | 1335.9357 | 344.2063
QLD | Q5 | Barcaldine | Solar | 29.5643 | 26.2089 | 24.8421 | 25.7933 | 157.8288 | 147.9185 | 165.247 | 181.6937 | 209.5184 | 224.2246 | 206.8542 | 212.3919 | 215.8286 | 202.7162 | 215.5232 | 230.2438 | 233.9577 | 228.7665 | 224.021 | 198.6468 | 208.3324 | 202.8733 | 175.587 | 176.5883 | 184.7687
QLD | Q6 | Fitzroy | Solar | 742.2236 | 709.242 | 591.3304 | 656.4108 | 612.8337 | 598.3129 | 668.9458 | 779.7206 | 874.0242 | 957.2571 | 904.5659 | 915.3244 | 904.992 | 770.6988 | 873.2227 | 913.1388 | 938.8433 | 903.0089 | 938.3317 | 886.8943 | 901.6448 | 878.316 | 742.3504 | 797.6378 | 813.9811
QLD | Q7 | Wide Bay | Solar | 1194.7674 | 1085.8922 | 906.8151 | 924.5178 | 900.3769 | 818.356 | 948.309 | 1149.999 | 1307.5322 | 1397.0586 | 1334.0384 | 1352.3777 | 1351.7009 | 1183.2021 | 1299.4824 | 1356.2348 | 1406.215 | 1374.0511 | 1333.4326 | 1333.3747 | 1346.6104 | 1322.5488 | 1117.2253 | 961.0331 | 1011.8779
QLD | Q8 | Darling Downs | Solar | 3236.5854 | 3096.6928 | 2706.292 | 2762.0503 | 2672.6128 | 2681.4093 | 3149.8294 | 3701.94 | 4035.6956 | 5781.8343 | 10354.7859 | 10714.2184 | 10439.1338 | 8692.2048 | 9561.4939 | 10142.7645 | 10826.1904 | 12053.6398 | 14840.0855 | 17496.8263 | 17933.8182 | 18187.2183 | 14967.0974 | 15340.3034 | 16009.8794
QLD | Q9 | Banana | Solar | 0 | 4.4208e-05 | 7.0113e-05 | 0.00010629 | 0.00019846 | 0.00095011 | 0.00094867 | 0.0011804 | 0.0013158 | 0.0015066 | 0.0014219 | 0.0013905 | 0.0013358 | 0.0011906 | 0.00132 | 0.001316 | 0.0074077 | 0.0071307 | 0.012278 | 69.2905 | 70.4666 | 796.654 | 677.741 | 2950.13 | 2999.3752
NSW | N1 | North West NSW | Solar | 429.2658 | 387.2031 | 346.4171 | 270.6471 | 264.3225 | 210.1395 | 164.5749 | 175.6531 | 207.6188 | 243.0419 | 234.5367 | 241.9706 | 281.5007 | 305.7953 | 300.627 | 317.3143 | 313.2115 | 307.8294 | 294.9949 | 316.9186 | 339.869 | 337.173 | 356.4653 | 355.5455 | 366.0844
NSW | N2 | New England | Solar | 1251.9451 | 1143.8549 | 1042.6131 | 819.0761 | 1772.0284 | 1424.4129 | 1204.3296 | 1328.9078 | 1583.5418 | 1975.4172 | 1867.4327 | 1931.8366 | 2189.727 | 2201.4942 | 2218.9233 | 2355.5502 | 2411.3068 | 2294.9255 | 2396.6931 | 2213.5322 | 2344.3698 | 3192.8557 | 2787.793 | 3757.4857 | 3900.4408
NSW | N3 | Central-West Orana | Solar | 2112.0176 | 2048.1003 | 3167.5362 | 3126.9938 | 12457.2264 | 14842.1884 | 16465.8908 | 15692.9381 | 16251.6647 | 16350.3962 | 15950.5183 | 16814.8322 | 16814.3767 | 14918.2748 | 15445.7769 | 17019.6033 | 17082.6879 | 17178.1529 | 16802.5638 | 16544.3615 | 17578.266 | 17302.5868 | 14911.1364 | 15550.5275 | 17041.4899
NSW | N4 | Broken Hill | Solar | 33.0696 | 47.2893 | 85.7745 | 83.8351 | 82.0408 | 77.9497 | 73.941 | 71.5329 | 74.7805 | 73.6838 | 88.7936 | 89.4707 | 92.4012 | 96.2093 | 93.3564 | 91.3038 | 92.6548 | 96.3429 | 91.3067 | 0.0016204 | 0.0023703 | 0.04259 | 551.862 | 601.4399 | 624.9782
NSW | N5 | South West NSW | Solar | 760.4589 | 1050.7751 | 2527.5184 | 2241.8747 | 2251.0477 | 2059.6555 | 1992.0984 | 1790.1648 | 2081.6601 | 2214.4334 | 2464.624 | 2544.1537 | 2597.9677 | 2667.1167 | 2473.2563 | 2443.2601 | 2375.7046 | 2608.7079 | 2472.9021 | 2381.0791 | 2566.0985 | 2620.1252 | 2478.0279 | 2590.5011 | 2606.2453
NSW | N6 | Wagga Wagga | Solar | 1330.7949 | 1033.6238 | 1397.7848 | 1274.0057 | 1198.6183 | 1153.6482 | 1187.3826 | 1073.9911 | 1269.5548 | 1298.1272 | 1317.3013 | 1377.117 | 1404.6225 | 1299.5277 | 1322.9554 | 1376.2537 | 1306.3825 | 1449.842 | 1398.7872 | 1339.3069 | 1427.4841 | 1460.4987 | 1282.2843 | 1364.8677 | 1440.9702
NSW | N7 | Tumut | Solar | 0 | 0 | 0 | 0 | 0 | 0 | 0 | 0 | 0 | 0 | 0 | 0 | 0 | 0 | 0 | 0 | 0 | 0 | 0 | 0 | 0 | 0 | 0 | 0 | 0
NSW | N8 | Cooma-Monaro | Solar | 0 | 0 | 0 | 0 | 0 | 0 | 0 | 0 | 0 | 0 | 0 | 0 | 0 | 0 | 0 | 0 | 0 | 0 | 0 | 0 | 0 | 0 | 0 | 0 | 0
NSW | N9 | Hunter-Central Coast | Solar | 0 | 0.00033247 | 2303.727 | 6223.9487 | 4881.213 | 4802.453 | 5395.5386 | 5276.0312 | 5248.8447 | 5588.432 | 5249.663 | 5618.563 | 5637.979 | 4946.172 | 5108.084 | 5631.161 | 5935.258 | 5741.1377 | 5878.876 | 5587.922 | 6036.488 | 5952.037 | 5029.3257 | 5237.105 | 5793.292
VIC | V1 | Ovens Murray | Solar | 0 | 0.0079916 | 0.0074127 | 0.0069469 | 0.0068113 | 0.0068269 | 0.0071568 | 0.0063743 | 0.0076222 | 0.008321 | 0.0070795 | 0.0070981 | 0.0072042 | 0.006723 | 0.0068793 | 0.0071199 | 0.0064321 | 0.0072516 | 0.0071675 | 0.0070734 | 0.0075604 | 0.0085193 | 0.0075962 | 0.007875 | 752.1143
VIC | V2 | Murray River | Solar | 1365.4577 | 1247.0989 | 1084.1468 | 952.3099 | 1219.4836 | 1253.9765 | 1235.1453 | 1237.0404 | 1359.3715 | 1385.1431 | 1368.1375 | 1410.1904 | 1461.5238 | 1379.8458 | 1399.5195 | 1350.3026 | 1350.0927 | 1419.5887 | 1379.7901 | 1304.6204 | 1392.5419 | 1411.2909 | 1518.4357 | 2303.2538 | 2208.3958
VIC | V3 | Western Victoria | Solar | 0 | 0.00040688 | 0.00039065 | 0.00038391 | 0.00033731 | 0.00035645 | 0.00033747 | 0.00031261 | 0.00035806 | 0.00041392 | 0.00036542 | 0.00037047 | 0.00037259 | 0.0003179 | 0.00034473 | 0.00035101 | 0.00033592 | 0.000369 | 0.0003756 | 0.00045485 | 0.00064543 | 0.0010977 | 0.00091264 | 0.00099715 | 0.0010154
VIC | V4 | South West Victoria | Solar | 0 | 0 | 0 | 0 | 0 | 0 | 0 | 0 | 0 | 0 | 0 | 0 | 0 | 0 | 0 | 0 | 0 | 0 | 0 | 0 | 0 | 0 | 0 | 0 | 0
VIC | V5 | Gippsland | Solar | 0 | 0.00035907 | 0.00033115 | 0.00031384 | 0.00041177 | 0.00040935 | 0.0004088 | 0.0003815 | 0.00040522 | 0.00048651 | 0.00045248 | 0.00043828 | 0.00043072 | 0.00038989 | 0.00039717 | 0.00042182 | 0.00041065 | 0.00042745 | 0.00044492 | 0.00050841 | 0.00063724 | 0.00097507 | 0.0010278 | 0.0010885 | 0.0013005
VIC | V6 | Central North VIC | Solar | 877.1254 | 762.4505 | 674.1249 | 588.1252 | 754.2267 | 788.5391 | 781.6995 | 773.9739 | 860.6923 | 883.0723 | 754.9861 | 784.5399 | 806.3719 | 772.3053 | 790.7083 | 768.859 | 755.2073 | 803.5446 | 793.2223 | 718.5345 | 554.2157 | 584.2402 | 550.1118 | 589.3354 | 580.6578
SA | S1 | South East SA | Solar | 293.4293 | 263.713 | 261.1267 | 258.8189 | 235.9178 | 237.3992 | 227.4388 | 212.1363 | 239.1072 | 251.4229 | 226.5186 | 216.1941 | 231.3224 | 225.9538 | 254.1598 | 251.05 | 237.9067 | 254.5781 | 254.8385 | 241.2304 | 259.8672 | 265.9931 | 245.5112 | 259.1286 | 249.4243
SA | S2 | Riverland | Solar | 41.5447 | 43.9848 | 41.6292 | 42.5528 | 34.7381 | 36.815 | 38.255 | 26.4959 | 28.6185 | 30.9028 | 30.4552 | 28.5044 | 31.0769 | 26.8651 | 29.0427 | 30.5134 | 28.3048 | 11.5924 | 12.0263 | 12.1393 | 12.2126 | 929.3735 | 1381.7626 | 1429.365 | 1411.5935
SA | S3 | Mid-North SA | Solar | 0 | 5.1515e-05 | 0.00011478 | 0.0002556 | 0.00046463 | 0.00047128 | 0.00045995 | 0.00043257 | 0.00046743 | 0.000497 | 0.00049433 | 0.0004761 | 0.00049578 | 0.0004528 | 0.00047301 | 0.0004872 | 0.00047505 | 0.00050349 | 0.00050891 | 0.001086 | 0.0010997 | 0.0024244 | 0.0028602 | 0.0029727 | 0.0030358
SA | S4 | Yorke Peninsula | Solar | 0 | 0 | 0 | 0 | 0 | 0 | 0 | 0 | 0 | 0 | 0 | 0 | 0 | 0 | 0 | 0 | 0 | 0 | 0 | 0 | 0 | 0 | 0 | 0 | 0
SA | S5 | Northern SA | Solar | 720.0943 | 674.8724 | 666.9539 | 651.2739 | 620.2473 | 594.5085 | 573.4284 | 554.4737 | 603.4328 | 612.9951 | 576.555 | 551.7416 | 590.2204 | 617.9662 | 618.5454 | 619.7443 | 615.2584 | 640.247 | 612.4874 | 612.8534 | 156.8587 | 150.4146 | 146.1029 | 0.0056558 | 0.0056833
SA | S6 | Leigh Creek | Solar | 0 | 5.6572e-05 | 0.00014564 | 0.00054622 | 176.1509 | 176.6201 | 175.7604 | 170.0773 | 182.6793 | 181.6179 | 182.2079 | 178.0103 | 190.2047 | 177.2374 | 181.3628 | 184.6697 | 182.8664 | 189.6425 | 181.1132 | 189.8 | 244.4518 | 461.0017 | 745.2603 | 750.6885 | 745.2288
SA | S7 | Roxby Downs | Solar | 0 | 7.0538e-05 | 0.00022643 | 272.6054 | 961.256 | 935.6484 | 929.0863 | 891.5409 | 958.813 | 1001.6976 | 991.6382 | 948.0659 | 1020.7323 | 970.2391 | 982.2692 | 1010.38 | 996.4826 | 1030.7792 | 1012.1676 | 1059.9381 | 1175.927 | 1280.634 | 1237.8607 | 1235.0839 | 1223.7423
SA | S8 | Eastern Eyre Peninsula | Solar | 0 | 4.4284e-05 | 8.124e-05 | 0.00017044 | 0.00027782 | 0.00028768 | 0.00028377 | 0.00026129 | 0.00027819 | 0.00030008 | 0.00030975 | 0.00028941 | 0.00030535 | 0.00026673 | 0.00028609 | 0.00030285 | 0.00028851 | 0.00030357 | 0.0003484 | 0.00067894 | 0.00065835 | 0.0011354 | 0.00095923 | 0.0010334 | 0.0012937
SA | S9 | Western Eyre Peninsula | Solar | 0 | 5.2038e-05 | 0.0001447 | 0.00041495 | 0.00078914 | 0.00079509 | 0.00080071 | 0.00075141 | 0.00080881 | 0.00084811 | 0.00086179 | 0.00081427 | 0.0008458 | 0.00077462 | 0.00080678 | 0.00083519 | 0.00081595 | 0.00086494 | 0.00085869 | 0.0020008 | 0.0019623 | 2.2222 | 6.7438 | 7.0374 | 7.2623
TAS | T1 | North East Tasmania | Solar | 0 | 2.0349e-05 | 2.8899e-05 | 3.1828e-05 | 3.7256e-05 | 3.9208e-05 | 4.6569e-05 | 4.6056e-05 | 5.5194e-05 | 6.5893e-05 | 6.5592e-05 | 7.2012e-05 | 7.5558e-05 | 7.821e-05 | 8.2137e-05 | 0.00010514 | 9.7263e-05 | 0.00013318 | 0.00014722 | 0.00017288 | 0.00020402 | 0.00020723 | 0.00021627 | 0.00022553 | 0.00030011
TAS | T2 | North West Tasmania | Solar | 0 | 1.7053e-05 | 6.2108e-05 | 6.1514e-05 | 5.2473e-05 | 5.8703e-05 | 6.1032e-05 | 0.0001628 | 0.00016866 | 0.00019607 | 0.00017618 | 1108.4661 | 1122.586 | 984.2311 | 1078.2952 | 1056.3263 | 987.1008 | 1051.2916 | 1199.6002 | 1132.0703 | 1187.7671 | 1204.8296 | 1030.2872 | 1170.984 | 1150.3696
TAS | T3 | Central Highlands | Solar | 0 | 1.9118e-05 | 2.6316e-05 | 3.1442e-05 | 3.5532e-05 | 3.63e-05 | 4.4499e-05 | 4.5961e-05 | 5.4598e-05 | 6.4327e-05 | 6.237e-05 | 6.7773e-05 | 7.3731e-05 | 7.4213e-05 | 7.5563e-05 | 9.7459e-05 | 9.8056e-05 | 0.00013356 | 0.00015446 | 0.00016835 | 0.00019649 | 0.00020796 | 0.00021496 | 0.00021667 | 0.00029782
Region | REZ | REZ Name | Technology | 2024-25 | 2025-26 | 2026-27 | 2027-28 | 2028-29 | 2029-30 | 2030-31 | 2031-32 | 2032-33 | 2033-34 | 2034-35 | 2035-36 | 2036-37 | 2037-38 | 2038-39 | 2039-40 | 2040-41 | 2041-42 | 2042-43 | 2043-44 | 2044-45 | 2045-46 | 2046-47 | 2047-48 | 2048-49
QLD | Q1 | Far North QLD | Wind | 1014.2918 | 2651.1037 | 3114.379 | 3028.0599 | 2977.9402 | 2989.5103 | 3215.7903 | 3399.7262 | 3424.2248 | 3253.2328 | 3405.4558 | 3587.8961 | 3454.4053 | 3306.137 | 3591.5189 | 3687.6518 | 3730.0246 | 3586.0404 | 3219.442 | 3138.3947 | 3316.9906 | 3106.6684 | 2961.5785 | 3221.9554 | 3476.2332
QLD | Q2 | North Qld Clean Energy Hub | Wind | 116.3128 | 4067.4423 | 5216.6279 | 5210.2909 | 5302.8736 | 5222.9056 | 5766.3956 | 6275.2435 | 6286.6775 | 5978.5041 | 6593.3956 | 7050.7457 | 6669.4692 | 6747.5517 | 6904.99 | 7163.5889 | 7421.7645 | 6933.9551 | 6771.3737 | 8062.2096 | 8603.7452 | 9820.283 | 10646.619 | 10797.2002 | 12000.8638
QLD | Q3 | Northern Qld | Wind | 0 | 0 | 0 | 0 | 0 | 0 | 0 | 0 | 0 | 0 | 0 | 0 | 0 | 0 | 0 | 0 | 0 | 0 | 0 | 0 | 0 | 0 | 0 | 0 | 0
QLD | Q4 | Isaac | Wind | 0 | 0.0004678 | 0.0016089 | 1741.6939 | 1753.3507 | 2179.6505 | 2439.0441 | 2707.8447 | 2653.7459 | 2682.242 | 2694.6941 | 2688.8425 | 2662.012 | 2662.4111 | 2699.6787 | 2859.2142 | 3069.8504 | 2829.1695 | 2739.6517 | 2737.5386 | 2735.5744 | 2670.7452 | 2639.5438 | 2652.7871 | 2793.2365
QLD | Q5 | Barcaldine | Wind | 0 | 0.00035083 | 0.0036987 | 0.0032154 | 0.0031623 | 0.0026943 | 0.0028825 | 0.003151 | 0.0034989 | 0.0036352 | 0.003542 | 0.0036479 | 0.0034508 | 0.0037484 | 0.0036019 | 0.0040233 | 0.0044505 | 0.004666 | 0.0063288 | 0.0060617 | 0.0061715 | 0.0058655 | 195.5696 | 189.404 | 208.3363
QLD | Q6 | Fitzroy | Wind | 0 | 0.00093186 | 0.0020588 | 1227.4885 | 1381.2285 | 2292.6296 | 2409.9018 | 2531.5037 | 2718.614 | 2652.5275 | 2711.9186 | 2593.861 | 2530.4954 | 2842.9202 | 2870.3512 | 2837.1189 | 2831.646 | 2811.3144 | 2653.2243 | 2698.7262 | 2577.5799 | 2495.0052 | 2764.6526 | 2779.0728 | 2724.3699
QLD | Q7 | Wide Bay | Wind | 0 | 0.00017312 | 0.00018148 | 0.00019701 | 0.00035717 | 0.0022465 | 0.002156 | 0.0023996 | 0.0027774 | 0.002971 | 0.0028613 | 0.0028254 | 0.0025352 | 0.0031084 | 0.0032352 | 0.0031598 | 0.0030898 | 0.0036573 | 0.0039778 | 0.0038114 | 0.0037877 | 0.0034732 | 695.269 | 721.8504 | 715.4665
QLD | Q8 | Darling Downs | Wind | 2541.6495 | 4562.1592 | 6498.9374 | 8644.1557 | 8994.9156 | 7997.4882 | 8722.0019 | 8609.3725 | 9683.2546 | 9273.7187 | 9220.6026 | 9591.4998 | 9609.1255 | 9926.2526 | 9591.3218 | 9777.5226 | 9134.4059 | 14647.6558 | 15107.8473 | 14833.2421 | 14186.971 | 15331.73 | 15942.7678 | 15369.11 | 15567.3276
QLD | Q9 | Banana | Wind | 0 | 0.00018608 | 0.0002912 | 0.00038228 | 0.00038341 | 0.00069993 | 0.00066146 | 0.00073449 | 0.00086244 | 0.00089309 | 0.00095975 | 0.00094568 | 0.00088234 | 0.0010503 | 0.0010466 | 0.0010493 | 0.0013333 | 0.0018849 | 0.0017511 | 0.001775 | 0.0017425 | 0.0017208 | 0.013197 | 0.01292 | 0.012916
NSW | N1 | North West NSW | Wind | 0 | 0 | 0 | 0 | 0 | 0 | 0 | 0 | 0 | 0 | 0 | 0 | 0 | 0 | 0 | 0 | 0 | 0 | 0 | 0 | 0 | 0 | 0 | 0 | 0
NSW | N2 | New England | Wind | 1290.54 | 2559.7583 | 4527.4554 | 6039.4072 | 7472.4052 | 7234.6806 | 6919.8261 | 8007.6059 | 9065.4845 | 9086.5543 | 8898.8335 | 8924.102 | 10461.2973 | 11988.8629 | 10324.9531 | 10658.9776 | 10027.3146 | 10514.0189 | 10023.5655 | 9173.5032 | 9055.841 | 10835.5029 | 15577.218 | 14133.7935 | 15697.027
NSW | N3 | Central-West Orana | Wind | 376.2086 | 2715.0431 | 4751.8792 | 6436.6665 | 9027.8433 | 8337.5584 | 8312.1681 | 8034.9714 | 8548.3106 | 8257.5979 | 8190.9198 | 8628.7121 | 8880.1932 | 9068.1519 | 8447.3777 | 8412.3652 | 8164.3468 | 8677.337 | 8369.2668 | 8355.3295 | 8827.0065 | 9018.7634 | 9152.3011 | 8537.8041 | 8473.7975
NSW | N4 | Broken Hill | Wind | 510.6748 | 504.2414 | 610.7277 | 585.9899 | 559.8381 | 566.9076 | 569.3374 | 557.7741 | 556.6905 | 551.9345 | 577.5226 | 616.1048 | 617.7349 | 593.7893 | 615.2511 | 623.2881 | 627.2136 | 611.9504 | 581.441 | 0.056915 | 0.061475 | 0.062036 | 0.057714 | 0.06193 | 0.061597
NSW | N5 | South West NSW | Wind | 0 | 0.00011264 | 0.00043943 | 0.0012938 | 0.0010693 | 0.0010564 | 0.00099815 | 0.0010068 | 0.00094592 | 0.0010379 | 0.0010471 | 0.0010732 | 0.0011138 | 0.00097155 | 0.0010395 | 0.0010315 | 0.0010976 | 0.0010337 | 0.0010498 | 0.0010716 | 0.0011317 | 0.0013164 | 0.0011025 | 0.0014667 | 0.0014988
NSW | N6 | Wagga Wagga | Wind | 0 | 0.00015353 | 0.00025032 | 0.00055787 | 0.00052562 | 0.00047904 | 0.00042717 | 0.00043337 | 0.00042761 | 0.00046788 | 0.0004397 | 0.00045955 | 0.00046962 | 0.00046424 | 0.00046904 | 0.00046378 | 0.00051983 | 0.00053399 | 0.0005754 | 0.00054032 | 0.00066678 | 0.00081402 | 0.00081795 | 0.00090345 | 0.00092407
NSW | N7 | Tumut | Wind | 0 | 0 | 0 | 0 | 0 | 0 | 0 | 0 | 0 | 0 | 0 | 0 | 0 | 0 | 0 | 0 | 0 | 0 | 0 | 0 | 0 | 0 | 0 | 0 | 0
NSW | N8 | Cooma-Monaro | Wind | 313.8741 | 1220.6538 | 1409.1516 | 2052.6656 | 2173.7198 | 2076.5138 | 2227.0564 | 2145.6767 | 2010.9926 | 2152.6988 | 2089.313 | 2237.6344 | 2182.2561 | 2205.1172 | 2121.2517 | 2264.9013 | 2070.7695 | 1940.4013 | 2014.1768 | 1976.7834 | 2116.6456 | 2014.4852 | 1985.4482 | 1921.1472 | 2059.8602
NSW | N9 | Hunter-Central Coast | Wind | 0 | 1228.349 | 4067.299 | 4192.9436 | 4241.3255 | 3676.6857 | 3886.5952 | 3686.4697 | 3706.521 | 3889.341 | 3772.0014 | 3964.2863 | 4013.8084 | 4278.717 | 3773.0075 | 3970.7156 | 3819.3174 | 3844.8388 | 4010.9563 | 3903.6594 | 4123.111 | 4115.8226 | 4331.5929 | 3840.4762 | 4027.3489
VIC | V1 | Ovens Murray | Wind | 0 | 0 | 0 | 0 | 0 | 0 | 0 | 0 | 0 | 0 | 0 | 0 | 0 | 0 | 0 | 0 | 0 | 0 | 0 | 0 | 0 | 0 | 0 | 0 | 0
VIC | V2 | Murray River | Wind | 0 | 0 | 0 | 0 | 0 | 0 | 0 | 0 | 0 | 0 | 0 | 0 | 0 | 0 | 0 | 0 | 0 | 0 | 0 | 0 | 0 | 0 | 0 | 0 | 0
VIC | V3 | Western Victoria | Wind | 4997.3261 | 5886.1943 | 5799.0047 | 6808.0948 | 6952.1678 | 7301.8839 | 6990.315 | 7712.0664 | 7072.2628 | 7112.9314 | 6378.1805 | 6644.0826 | 6903.4719 | 6219.412 | 6533.2127 | 6146.1182 | 6773.4502 | 6100.0151 | 6076.512 | 5760.6774 | 5155.89 | 5410.8579 | 4894.7603 | 4952.1579 | 4631.9435
VIC | V4 | South West Victoria | Wind | 5574.0129 | 5399.5843 | 5310.7257 | 4892.8825 | 5315.6446 | 5461.1757 | 5171.7356 | 5682.0154 | 5124.1143 | 5337.7466 | 5297.8244 | 5462.4897 | 5094.9221 | 4279.9838 | 4165.448 | 3746.7539 | 3698.0817 | 3365.9959 | 3508.419 | 3213.3467 | 3393.2111 | 937.6808 | 850.0148 | 933.0354 | 879.5958
VIC | V5 | Gippsland | Wind | 0 | 2.9697 | 2.764 | 2.8757 | 2.8274 | 2.7723 | 2.6241 | 2.8178 | 2.6322 | 2.8474 | 2.7316 | 2.6448 | 2.9564 | 2.6158 | 2.6364 | 2.4438 | 2.648 | 2.507 | 2.5404 | 2.654 | 2.669 | 3.0304 | 2.6439 | 2.7598 | 2.6363
VIC | V6 | Central North VIC | Wind | 0 | 0.00084989 | 0.00089628 | 0.00082971 | 0.00080714 | 0.00077228 | 0.0006763 | 0.00070727 | 0.00075031 | 0.00085526 | 0.00072245 | 0.00076669 | 0.00076929 | 0.00069406 | 0.00072245 | 0.00069695 | 0.00076338 | 0.00079741 | 0.0008452 | 0.00077008 | 0.0008813 | 0.0014026 | 0.0012235 | 0.0015112 | 0.0014752
SA | S1 | South East SA | Wind | 641.3595 | 620.6625 | 723.0217 | 1061.1806 | 1339.4984 | 1562.5575 | 1480.1612 | 1630.4278 | 1502.1584 | 1544.235 | 1505.2204 | 1425.4736 | 1497.1828 | 1342.9715 | 1131.7095 | 1079.5979 | 1135.46 | 1032.8895 | 1043.4014 | 1022.0317 | 1140.2177 | 1169.5367 | 1034.5655 | 1096.017 | 1029.4161
SA | S2 | Riverland | Wind | 0 | 9.2248e-05 | 0.00035671 | 0.00057035 | 0.00050147 | 0.00065593 | 0.00060755 | 0.00063626 | 0.00058649 | 0.00066452 | 0.00063006 | 0.00070553 | 0.00067333 | 0.00059461 | 0.00064419 | 0.00066053 | 0.00072076 | 0.00067185 | 0.0008054 | 0.00078986 | 0.0011197 | 0.0017642 | 0.0014668 | 0.001636 | 0.0017201
SA | S3 | Mid-North SA | Wind | 3823.0433 | 3459.9133 | 4107.1503 | 5258.7838 | 4876.1104 | 4893.1838 | 4867.3048 | 5034.7572 | 4687.1992 | 4662.8172 | 4260.19 | 4706.6779 | 4194.4746 | 4040.2859 | 4135.2829 | 3237.9687 | 3461.0898 | 3197.0259 | 3287.9516 | 2549.4703 | 2962.7275 | 2526.7866 | 2296.7481 | 3339.8289 | 3292.1635
SA | S4 | Yorke Peninsula | Wind | 228.3213 | 190.0325 | 232.564 | 225.7255 | 219.0333 | 0.0035554 | 0.003383 | 0.0036798 | 0.0033954 | 0.0038321 | 0.0035179 | 0.0038832 | 0.0037247 | 0.0035941 | 0.003752 | 0.003621 | 0.0041395 | 0.0036635 | 0.0039625 | 0.0037551 | 0.0047246 | 288.5939 | 272.6162 | 279.6784 | 268.9695
SA | S5 | Northern SA | Wind | 1252.885 | 1133.1993 | 1279.729 | 1243.6182 | 1159.0706 | 1162.2346 | 1167.5167 | 1149.7879 | 1082.7435 | 1157.7897 | 1097.3072 | 1194.9727 | 1241.1009 | 1203.9474 | 1222.6652 | 1249.7071 | 1269.3766 | 1164.2632 | 1213.2402 | 1190.1935 | 1312.7667 | 608.7407 | 507.1712 | 506.935 | 520.9645
SA | S6 | Leigh Creek | Wind | 0 | 0.00015295 | 0.00049862 | 0.0020056 | 1727.6367 | 1674.2249 | 1664.7857 | 1607.6593 | 1600.9678 | 1593.0504 | 1468.278 | 1572.505 | 1572.791 | 1785.0722 | 1753.9273 | 1778.7802 | 1768.4785 | 1714.9073 | 1661.2848 | 1593.7811 | 1733.5187 | 1715.2579 | 1910.6841 | 1855.7585 | 1857.033
SA | S7 | Roxby Downs | Wind | 0 | 0 | 0 | 0 | 0 | 0 | 0 | 0 | 0 | 0 | 0 | 0 | 0 | 0 | 0 | 0 | 0 | 0 | 0 | 0 | 0 | 0 | 0 | 0 | 0
SA | S8 | Eastern Eyre Peninsula | Wind | 285.366 | 260.0382 | 322.7661 | 302.6126 | 310.3215 | 312.3994 | 156.7664 | 141.4395 | 123.3352 | 126.2534 | 125.4453 | 0.0040759 | 0.0039158 | 0.0039753 | 0.0040684 | 0.0039715 | 0.0044695 | 0.0039868 | 0.0041361 | 0.003971 | 0.0052433 | 0.030186 | 877.7323 | 880.3342 | 848.2261
SA | S9 | Western Eyre Peninsula | Wind | 0 | 0.00014967 | 623.0727 | 831.4485 | 805.2566 | 809.736 | 789.5351 | 858.7146 | 800.5744 | 820.3736 | 751.3228 | 862.8069 | 839.6161 | 841.1477 | 859.2276 | 857.6292 | 977.6382 | 884.4702 | 890.1331 | 841.8006 | 978.0067 | 922.3551 | 897.362 | 901.8761 | 888.9269
TAS | T1 | North East Tasmania | Wind | 500.7978 | 567.0039 | 922.1007 | 1785.5889 | 1658.3505 | 1599.6161 | 1366.9427 | 1455.1585 | 1264.8155 | 1434.7861 | 1460.359 | 1321.0102 | 1442.5379 | 1345.3149 | 1316.8002 | 1209.3841 | 1633.6156 | 1631.4511 | 1669.6967 | 1774.6963 | 1733.7303 | 1879.7562 | 1772.4173 | 1794.7653 | 1714.2197
TAS | T2 | North West Tasmania | Wind | 651.3652 | 693.4934 | 1003.0457 | 1031.3798 | 1197.0088 | 1174.1092 | 3088.5357 | 3300.7231 | 4999.0689 | 5254.1047 | 5113.7363 | 4945.799 | 5228.6615 | 5159.4231 | 5055.2122 | 4512.4072 | 4796.651 | 4928.0956 | 4837.2673 | 5055.7578 | 5340.126 | 5609.8133 | 5379.9418 | 5488.2242 | 5033.4292
TAS | T3 | Central Highlands | Wind | 475.0258 | 533.1972 | 533.4279 | 545.5857 | 468.3259 | 1362.816 | 2244.6654 | 2380.5255 | 2054.0576 | 2686.3069 | 2716.3577 | 2508.4155 | 2820.4196 | 2704.183 | 2749.3807 | 2445.5498 | 2566.7033 | 2488.572 | 2497.8786 | 2668.1621 | 2413.2858 | 2726.9092 | 2553.7057 | 2676.5228 | 2433.5069
Region | REZ | REZ Name | Technology | 2024-25 | 2025-26 | 2026-27 | 2027-28 | 2028-29 | 2029-30 | 2030-31 | 2031-32 | 2032-33 | 2033-34 | 2034-35 | 2035-36 | 2036-37 | 2037-38 | 2038-39 | 2039-40 | 2040-41 | 2041-42 | 2042-43 | 2043-44 | 2044-45 | 2045-46 | 2046-47 | 2047-48 | 2048-49
NSW | O1 | Hunter Coast | Offshore Wind | 0 | 0 | 0 | 3.1193e-05 | 4.1544e-05 | 5.0625e-05 | 4.9427e-05 | 4.3834e-05 | 4.5418e-05 | 4.8217e-05 | 5.1409e-05 | 4.878e-05 | 5.0307e-05 | 5.5615e-05 | 4.686e-05 | 5.4794e-05 | 5.56e-05 | 6.5221e-05 | 7.3281e-05 | 7.8964e-05 | 7.8717e-05 | 9.1103e-05 | 0.00011033 | 9.3605e-05 | 0.00011629
NSW | O2 | Illawarra Coast | Offshore Wind | 0 | 0 | 0 | 0.00030211 | 0.0003305 | 0.00030145 | 0.00028761 | 0.00027555 | 0.00027043 | 0.00028697 | 0.00028456 | 0.00028893 | 0.00027379 | 0.00031197 | 0.0002862 | 0.00030773 | 0.00032786 | 0.0003248 | 0.00032541 | 0.00032019 | 0.00033682 | 0.0003276 | 0.00037748 | 0.00035175 | 0.00042093
VIC | O3 | Gippsland Coast | Offshore Wind | 0 | 0 | 0 | 0.00014343 | 0.00038784 | 4875.4541 | 4774.2041 | 6242.2221 | 8377.2241 | 11345.3241 | 16536.7301 | 18248.5661 | 17788.8161 | 17522.9001 | 17116.6911 | 18223.1371 | 19641.5451 | 18285.4961 | 18795.2681 | 19356.5591 | 20112.2541 | 19779.6461 | 19337.8851 | 19299.0901 | 18902.9061
TAS | O4 | North West Tasmania Coast | Offshore Wind | 0 | 0 | 0 | 7.3013e-05 | 7.1526e-05 | 7.5749e-05 | 7.2698e-05 | 0.00010033 | 9.0742e-05 | 0.00010165 | 0.00010126 | 0.000146 | 0.00014658 | 0.00016211 | 0.00016494 | 0.00015606 | 0.00017031 | 0.00015513 | 0.00016218 | 0.00016688 | 0.00018551 | 0.00019358 | 0.00020582 | 0.00022804 | 0.00023227
VIC | O5 | Portland Coast | Offshore Wind | 0 | 0 | 0 | 8.7765e-05 | 0.0001283 | 1404.9662 | 1334.0582 | 1334.9778 | 1270.2252 | 1300.9626 | 1255.4931 | 1292.8613 | 4368.8261 | 6969.5341 | 11746.9061 | 12368.0661 | 12833.0701 | 12136.7331 | 12512.6351 | 12587.1031 | 13420.6451 | 14436.2091 | 13691.8431 | 14938.6371 | 14121.0361
SA | O6 | South East SA Coast | Offshore Wind | 0 | 0 | 0 | 7.7547e-05 | 8.7099e-05 | 0.00012285 | 0.00010177 | 0.0001093 | 0.00010203 | 0.00010835 | 0.00010852 | 0.0001081 | 0.0001093 | 0.00010469 | 0.00012059 | 0.00011954 | 0.00014594 | 0.00014767 | 0.00016911 | 0.00018456 | 0.00018784 | 0.00023541 | 0.00023837 | 0.00028426 | 0.00028424

## BaseCase_REZ Capacity
Installed capacity by REZ (MW) - BaseCase, Progressive Change Scenario
Capacity calculated on 1 July. In early study years some wind and solar projects enter later in the financial year and are therefore reflected in the following financial year's capacity. REZ capacity includes capacity from the existing, committed and anticipated renewables mapped to the relevant REZs.
Explicitly modelled generation
Region | REZ | REZ Name | Technology | 2024-25 | 2025-26 | 2026-27 | 2027-28 | 2028-29 | 2029-30 | 2030-31 | 2031-32 | 2032-33 | 2033-34 | 2034-35 | 2035-36 | 2036-37 | 2037-38 | 2038-39 | 2039-40 | 2040-41 | 2041-42 | 2042-43 | 2043-44 | 2044-45 | 2045-46 | 2046-47 | 2047-48 | 2048-49
QLD | Q1 | Far North QLD | Solar | 0 | 0 | 0 | 0 | 0.00036527 | 0.00047886 | 0.00047909 | 0.00047946 | 0.0004809 | 0.00048203 | 0.00048236 | 0.00048301 | 0.00048356 | 0.0004868 | 0.00048698 | 0.00048903 | 0.00048958 | 0.00049213 | 0.00069463 | 0.00069914 | 0.00070158 | 0.0010463 | 0.0014978 | 0.0014996 | 0.0022781
QLD | Q2 | North Qld Clean Energy Hub | Solar | 83 | 83 | 83 | 83 | 83.0098 | 320.7802 | 320.7802 | 320.7802 | 320.7803 | 320.7803 | 320.7803 | 320.7803 | 320.7803 | 270.7803 | 270.7803 | 270.7803 | 270.7803 | 270.7803 | 274.6092 | 274.6092 | 274.6092 | 521.9041 | 1220.6283 | 1220.6283 | 1202.6283
QLD | Q3 | Northern Qld | Solar | 513.997 | 513.997 | 513.997 | 513.997 | 513.9973 | 513.9983 | 513.9983 | 513.9983 | 513.9983 | 513.9983 | 513.9983 | 513.9983 | 513.9983 | 513.9983 | 513.9983 | 513.9983 | 513.9983 | 513.9983 | 370.9991 | 242.9991 | 242.9991 | 242.9991 | 242.9991 | 132.5991 | 132.5999
QLD | Q4 | Isaac | Solar | 684.9 | 684.9 | 684.9 | 684.9 | 684.9002 | 684.9004 | 684.9004 | 684.9004 | 684.9004 | 684.9004 | 684.9004 | 684.9004 | 684.9004 | 684.9004 | 684.9004 | 684.9004 | 684.9005 | 684.9007 | 684.9025 | 684.9025 | 642.4025 | 642.4025 | 642.4025 | 642.4029 | 183.5185
QLD | Q5 | Barcaldine | Solar | 14 | 14 | 14 | 14 | 98.5143 | 102.1953 | 102.1953 | 102.1953 | 102.1953 | 102.1953 | 102.1953 | 102.1953 | 102.1953 | 102.1953 | 102.1953 | 102.1953 | 102.1953 | 102.1953 | 102.1954 | 99.679 | 99.6791 | 99.6791 | 99.6791 | 99.6791 | 99.6791
QLD | Q6 | Fitzroy | Solar | 401.5 | 401.5 | 401.5 | 401.5 | 401.5001 | 401.5009 | 401.5009 | 401.5009 | 401.5009 | 401.5009 | 401.5009 | 401.5009 | 401.5009 | 401.5009 | 401.5009 | 401.5009 | 401.5009 | 401.5011 | 414.8186 | 414.8186 | 414.8186 | 414.8186 | 414.8186 | 414.8187 | 414.8187
QLD | Q7 | Wide Bay | Solar | 607.83 | 607.83 | 607.83 | 607.83 | 607.8302 | 607.8309 | 607.8309 | 607.8309 | 607.8309 | 607.832 | 607.8324 | 607.8324 | 607.8324 | 607.8324 | 607.8324 | 607.8324 | 607.8823 | 645.9469 | 645.9469 | 678.8598 | 678.8598 | 678.8598 | 678.8598 | 545.6959 | 560.8054
QLD | Q8 | Darling Downs | Solar | 1476.558 | 1476.558 | 1476.558 | 1476.558 | 1476.5583 | 1678.3956 | 1678.3956 | 1678.3956 | 1678.3956 | 2411.7863 | 4419.3759 | 4419.3759 | 4298.3759 | 4298.3759 | 4298.3759 | 4298.3759 | 4412.9503 | 5180.9127 | 6374.003 | 7777.8246 | 7619.2246 | 7913.0566 | 7882.5 | 7482.5 | 7448
QLD | Q9 | Banana | Solar | 0 | 0 | 0 | 0 | 0.00015171 | 0.00069155 | 0.00069174 | 0.00069365 | 0.00069913 | 0.00070569 | 0.00070632 | 0.00070681 | 0.00070907 | 0.00071108 | 0.00071632 | 0.00072146 | 0.0035293 | 0.0035313 | 0.0062057 | 32.463 | 32.463 | 372.3005 | 372.3005 | 1419.4634 | 1419.4634
NSW | N1 | North West NSW | Solar | 166 | 166 | 166 | 166 | 166 | 166 | 166 | 166 | 166 | 166 | 166.0001 | 166.0001 | 166.0001 | 166.0002 | 166.0002 | 166.0002 | 166.0005 | 166.0007 | 166.004 | 186.2482 | 186.2482 | 194.2509 | 225.9657 | 225.9658 | 225.9658
NSW | N2 | New England | Solar | 555 | 555 | 555.0001 | 556.5006 | 1391.6625 | 1391.6625 | 1391.6625 | 1391.6625 | 1391.6625 | 1391.6625 | 1391.6625 | 1391.6625 | 1391.6625 | 1391.6625 | 1391.6625 | 1391.6625 | 1391.6625 | 1391.6626 | 1391.6627 | 1371.6629 | 1371.6629 | 1994.3451 | 2001.6954 | 2696.6409 | 2696.6409
NSW | N3 | Central-West Orana | Solar | 902.095 | 902.0952 | 1417.3198 | 1538.7881 | 6548.702 | 7752.095 | 7752.095 | 7752.095 | 7752.095 | 7752.095 | 7752.095 | 7752.095 | 7752.095 | 7752.095 | 7752.095 | 7752.095 | 7752.095 | 7752.095 | 7650.07 | 7650.07 | 7650.07 | 7650.07 | 7650.07 | 7650.07 | 7600.07
NSW | N4 | Broken Hill | Solar | 53 | 53 | 53 | 53.0002 | 53.0002 | 53.0002 | 53.0002 | 53.0002 | 53.0002 | 53.0002 | 53.0002 | 53.0002 | 53.0002 | 53.0002 | 53.0002 | 53.0002 | 53.0002 | 53.0003 | 53.0003 | 0.00096622 | 0.0013494 | 0.022074 | 294.8048 | 299.6614 | 310.8942
NSW | N5 | South West NSW | Solar | 1500.4 | 1500.4 | 1500.4 | 1500.4001 | 1500.4001 | 1500.4001 | 1500.4001 | 1500.4001 | 1500.4001 | 1500.4001 | 1500.4001 | 1500.4001 | 1500.4001 | 1500.4001 | 1350.1001 | 1350.1001 | 1350.1002 | 1350.1003 | 1350.1003 | 1350.1005 | 1350.1005 | 1350.101 | 1350.1017 | 1350.1018 | 1350.1022
NSW | N6 | Wagga Wagga | Solar | 663.028 | 663.028 | 663.0281 | 663.0282 | 663.0282 | 663.0282 | 663.0282 | 663.0282 | 663.0282 | 663.0282 | 663.0282 | 663.0282 | 663.0282 | 663.0282 | 663.0282 | 663.0282 | 663.0282 | 663.0283 | 663.0283 | 663.0284 | 663.0285 | 663.0288 | 663.029 | 663.029 | 663.0292
NSW | N7 | Tumut | Solar | 0 | 0 | 0 | 0 | 0 | 0 | 0 | 0 | 0 | 0 | 0 | 0 | 0 | 0 | 0 | 0 | 0 | 0 | 0 | 0 | 0 | 0 | 0 | 0 | 0
NSW | N8 | Cooma-Monaro | Solar | 0 | 0 | 0 | 0 | 0 | 0 | 0 | 0 | 0 | 0 | 0 | 0 | 0 | 0 | 0 | 0 | 0 | 0 | 0 | 0 | 0 | 0 | 0 | 0 | 0
NSW | N9 | Hunter-Central Coast | Solar | 0 | 0.00018507 | 992.4903 | 2796.0718 | 2796.0718 | 2796.0718 | 2796.0718 | 2796.0718 | 2796.0718 | 2796.0718 | 2796.0718 | 2796.0718 | 2796.0718 | 2796.0718 | 2796.0718 | 2796.0718 | 2796.0718 | 2796.0718 | 2796.0718 | 2796.0718 | 2796.0718 | 2796.0718 | 2796.0718 | 2796.0718 | 2796.0718
VIC | V1 | Ovens Murray | Solar | 0 | 0.004871 | 0.0048732 | 0.0048749 | 0.0048926 | 0.0048927 | 0.0048929 | 0.0048932 | 0.0048964 | 0.0049005 | 0.0049012 | 0.0049014 | 0.0049015 | 0.0049024 | 0.0049026 | 0.004906 | 0.0049081 | 0.0049256 | 0.0049276 | 0.0049506 | 0.0049795 | 0.0055586 | 0.0055773 | 0.0055794 | 429.8766
VIC | V2 | Murray River | Solar | 679.093 | 679.0935 | 679.0935 | 679.0935 | 679.0935 | 679.0935 | 679.0935 | 679.0935 | 679.0935 | 679.0935 | 679.0935 | 679.0935 | 679.0935 | 679.0935 | 679.0935 | 679.0935 | 679.0935 | 679.0935 | 679.0935 | 679.0936 | 679.0937 | 647.9932 | 761.7935 | 1093.4952 | 1057.7388
VIC | V3 | Western Victoria | Solar | 0 | 0.00028077 | 0.00028244 | 0.0002841 | 0.00028425 | 0.00028436 | 0.00028453 | 0.00028484 | 0.00028654 | 0.00028841 | 0.0002886 | 0.00028872 | 0.00028892 | 0.0002894 | 0.00028966 | 0.00029198 | 0.00029266 | 0.00029506 | 0.00029589 | 0.00036301 | 0.00048215 | 0.00077713 | 0.00078842 | 0.00079417 | 0.00080789
VIC | V4 | South West Victoria | Solar | 0 | 0 | 0 | 0 | 0 | 0 | 0 | 0 | 0 | 0 | 0 | 0 | 0 | 0 | 0 | 0 | 0 | 0 | 0 | 0 | 0 | 0 | 0 | 0 | 0
VIC | V5 | Gippsland | Solar | 0 | 0.00024906 | 0.00025131 | 0.0002527 | 0.00035262 | 0.00035279 | 0.00035299 | 0.00035343 | 0.00035581 | 0.00035914 | 0.00035945 | 0.00035958 | 0.00035968 | 0.00035997 | 0.0003601 | 0.00036135 | 0.00036473 | 0.00037089 | 0.00037579 | 0.00041103 | 0.00050384 | 0.00075004 | 0.0009005 | 0.00093086 | 0.0010529
VIC | V6 | Central North VIC | Solar | 402.48 | 402.4807 | 402.4807 | 402.4807 | 402.4807 | 402.4807 | 402.4807 | 402.4807 | 402.4807 | 402.4808 | 402.4808 | 402.4808 | 402.4808 | 402.4808 | 402.4808 | 402.4808 | 402.4808 | 402.4808 | 402.4808 | 402.4808 | 292.0008 | 292.0009 | 292.0013 | 292.0013 | 292.0016
SA | S1 | South East SA | Solar | 155.16 | 155.16 | 155.16 | 155.1601 | 155.1602 | 155.1602 | 155.1602 | 155.1602 | 155.1602 | 155.1602 | 155.1602 | 155.1602 | 155.1602 | 155.1602 | 155.1602 | 155.1602 | 155.1602 | 155.1602 | 155.1603 | 155.1604 | 155.1604 | 155.1606 | 155.1608 | 155.1608 | 155.1608
SA | S2 | Riverland | Solar | 25.26 | 25.26 | 25.26 | 25.2603 | 25.2604 | 25.2604 | 25.2604 | 19.1404 | 19.1404 | 19.1404 | 19.1404 | 19.1404 | 19.1404 | 19.1404 | 19.1404 | 19.1405 | 19.1405 | 7.3805 | 7.3805 | 7.3816 | 7.3816 | 485.7133 | 840.1823 | 840.1823 | 840.1823
SA | S3 | Mid-North SA | Solar | 0 | 0 | 0 | 0.00017464 | 0.00035135 | 0.00035141 | 0.00035158 | 0.00035181 | 0.00035232 | 0.00035321 | 0.00035404 | 0.00035417 | 0.00035435 | 0.00035593 | 0.00035618 | 0.00035802 | 0.0003591 | 0.00036003 | 0.00036252 | 0.00074896 | 0.00076042 | 0.0015586 | 0.0020954 | 0.0020971 | 0.0021013
SA | S4 | Yorke Peninsula | Solar | 0 | 0 | 0 | 0 | 0 | 0 | 0 | 0 | 0 | 0 | 0 | 0 | 0 | 0 | 0 | 0 | 0 | 0 | 0 | 0 | 0 | 0 | 0 | 0 | 0
SA | S5 | Northern SA | Solar | 349.2 | 349.2 | 349.2 | 349.2002 | 349.2004 | 349.2004 | 349.2004 | 349.2004 | 349.2004 | 349.2004 | 349.2004 | 349.2004 | 349.2004 | 349.2004 | 349.2004 | 349.2004 | 349.2004 | 349.2004 | 349.2004 | 349.2009 | 79.2009 | 79.2021 | 79.2036 | 0.0035919 | 0.0035973
SA | S6 | Leigh Creek | Solar | 0 | 0 | 0 | 0.00034005 | 101.96 | 101.96 | 101.96 | 101.96 | 101.96 | 101.96 | 101.9601 | 101.9601 | 101.9601 | 101.9601 | 101.9601 | 101.9601 | 101.9601 | 101.9601 | 101.9601 | 101.9601 | 124.4442 | 232.4063 | 422.7672 | 422.7672 | 422.7672
SA | S7 | Roxby Downs | Solar | 0 | 0 | 0.00012989 | 129.8317 | 544.8865 | 544.8865 | 544.8865 | 544.8865 | 544.8865 | 544.8865 | 544.8865 | 544.8865 | 544.8865 | 544.8865 | 544.8865 | 544.8865 | 544.8865 | 544.8865 | 544.8865 | 544.8865 | 571.6159 | 620.4141 | 676.2638 | 676.2638 | 676.2638
SA | S8 | Eastern Eyre Peninsula | Solar | 0 | 0 | 0 | 0.0001221 | 0.00022981 | 0.00023007 | 0.00023021 | 0.00023047 | 0.00023102 | 0.00023188 | 0.00023256 | 0.00023274 | 0.00023299 | 0.00023445 | 0.00023473 | 0.00023643 | 0.00023734 | 0.00023978 | 0.00026966 | 0.0004921 | 0.00049497 | 0.00078259 | 0.00079577 | 0.00080554 | 0.0009591
SA | S9 | Western Eyre Peninsula | Solar | 0 | 0 | 0 | 0.00026798 | 0.00056044 | 0.00056048 | 0.00056065 | 0.00056088 | 0.00056145 | 0.00056244 | 0.00056311 | 0.00056334 | 0.0005636 | 0.00056532 | 0.00056565 | 0.00056763 | 0.00056917 | 0.00057402 | 0.00057539 | 0.001263 | 0.0012678 | 1.2228 | 4.2488 | 4.2488 | 4.2488
TAS | T1 | North East Tasmania | Solar | 0 | 0 | 0 | 0 | 0 | 0 | 0 | 0 | 0 | 0 | 0 | 0 | 0 | 0 | 0 | 0.00010382 | 0.00010718 | 0.00013424 | 0.00014088 | 0.00016371 | 0.00018767 | 0.00019714 | 0.00022886 | 0.00023344 | 0.00028885
TAS | T2 | North West Tasmania | Solar | 0 | 0 | 0 | 0 | 0 | 0 | 0 | 0.00019221 | 0.00019288 | 0.00019313 | 0.00019324 | 863.8099 | 863.8099 | 863.8099 | 863.8099 | 863.8099 | 863.8099 | 863.8099 | 863.8099 | 863.8099 | 863.8099 | 863.8099 | 863.8099 | 863.8099 | 863.8099
TAS | T3 | Central Highlands | Solar | 0 | 0 | 0 | 0 | 0 | 0 | 0 | 0 | 0 | 0 | 0 | 0 | 0 | 0 | 0 | 0.00010368 | 0.00011101 | 0.00013993 | 0.00015265 | 0.00017102 | 0.00019618 | 0.00020672 | 0.00024255 | 0.00024711 | 0.00030611
Region | REZ | REZ Name | Technology | 2024-25 | 2025-26 | 2026-27 | 2027-28 | 2028-29 | 2029-30 | 2030-31 | 2031-32 | 2032-33 | 2033-34 | 2034-35 | 2035-36 | 2036-37 | 2037-38 | 2038-39 | 2039-40 | 2040-41 | 2041-42 | 2042-43 | 2043-44 | 2044-45 | 2045-46 | 2046-47 | 2047-48 | 2048-49
QLD | Q1 | Far North QLD | Wind | 330.318 | 805.4655 | 985.3624 | 1015.8856 | 1015.8856 | 1096.6925 | 1096.6925 | 1096.6925 | 1096.6925 | 1096.6925 | 1096.6925 | 1096.6925 | 1096.6925 | 1096.6925 | 1096.6925 | 1096.6925 | 1096.6925 | 1096.6925 | 1096.6925 | 929.5766 | 929.5766 | 944.4906 | 947.048 | 961.2617 | 1061.6202
QLD | Q2 | North Qld Clean Energy Hub | Wind | 43.2 | 1257.5865 | 1666.5787 | 1836.6537 | 1836.6537 | 1878.4533 | 1878.4533 | 1878.4533 | 1878.4533 | 1878.4533 | 1998.7021 | 1998.7021 | 1998.7021 | 1998.7021 | 1998.7021 | 1998.7021 | 1998.7022 | 1998.7022 | 2144.7475 | 2439.5919 | 2439.5919 | 3011.2173 | 3251.023 | 3251.0231 | 3623.9137
QLD | Q3 | Northern Qld | Wind | 0 | 0 | 0 | 0 | 0 | 0 | 0 | 0 | 0 | 0 | 0 | 0 | 0 | 0 | 0 | 0 | 0 | 0 | 0 | 0 | 0 | 0 | 0 | 0 | 0
QLD | Q4 | Isaac | Wind | 0 | 0.00011522 | 0.00072416 | 730.6976 | 730.6976 | 1000.0002 | 1000.0002 | 1000.0002 | 1000.0002 | 1000.0002 | 1000.0002 | 1000.0002 | 1000.0002 | 1000.0002 | 1000.0002 | 1000.0002 | 1000.0006 | 1000.0006 | 1000.0008 | 1000.0008 | 1000.0008 | 1000.0008 | 1000.0014 | 1000.0014 | 1000.0014
QLD | Q5 | Barcaldine | Wind | 0 | 0 | 0.0015913 | 0.0016019 | 0.0016034 | 0.0016942 | 0.0016945 | 0.0016966 | 0.0017019 | 0.0017082 | 0.0017131 | 0.0017165 | 0.0017211 | 0.0017364 | 0.0017395 | 0.0017489 | 0.0019131 | 0.0020035 | 0.0027928 | 0.0027967 | 0.0027984 | 0.0028031 | 83.2149 | 83.2149 | 83.215
QLD | Q6 | Fitzroy | Wind | 0 | 0.00029736 | 0.00080641 | 508.7879 | 508.7879 | 900.0006 | 900.0006 | 900.0006 | 900.0006 | 900.0006 | 900.0006 | 900.0006 | 900.0006 | 900.0006 | 900.0006 | 900.0006 | 900.0008 | 900.0008 | 900.0008 | 900.0008 | 900.0008 | 900.0008 | 900.0026 | 900.0026 | 900.0026
QLD | Q7 | Wide Bay | Wind | 0 | 0 | 0 | 0 | 0.00011968 | 0.0014442 | 0.0014444 | 0.0014449 | 0.0014467 | 0.0014495 | 0.0014518 | 0.0014532 | 0.0014559 | 0.0014803 | 0.0014876 | 0.0014892 | 0.0015428 | 0.0017474 | 0.0019906 | 0.0019914 | 0.0019919 | 0.0019933 | 300.0041 | 300.0041 | 300.0041
QLD | Q8 | Darling Downs | Wind | 925.89 | 1580.0499 | 2325.8934 | 3237.4077 | 3237.4077 | 3237.4077 | 3237.4077 | 3237.4077 | 3237.4077 | 3237.4077 | 3237.4077 | 3237.4077 | 3237.4077 | 3237.4078 | 3237.4078 | 3237.4078 | 3237.4078 | 5022.5323 | 5536.4652 | 5536.4652 | 5083.5752 | 5672.7832 | 5672.7832 | 5672.7832 | 5672.7832
QLD | Q9 | Banana | Wind | 0 | 0 | 0 | 0.00013511 | 0.00013642 | 0.00048048 | 0.00048071 | 0.00048264 | 0.00048863 | 0.000493 | 0.00051567 | 0.00051877 | 0.000523 | 0.00054355 | 0.00054963 | 0.00055144 | 0.00069814 | 0.00092742 | 0.00092925 | 0.00093067 | 0.0009318 | 0.00095462 | 0.005912 | 0.0059199 | 0.0059229
NSW | N1 | North West NSW | Wind | 0 | 0 | 0 | 0 | 0 | 0 | 0 | 0 | 0 | 0 | 0 | 0 | 0 | 0 | 0 | 0 | 0 | 0 | 0 | 0 | 0 | 0 | 0 | 0 | 0
NSW | N2 | New England | Wind | 442.48 | 896.9468 | 1695.8784 | 2561.1819 | 3056.792 | 4033.9768 | 4033.9768 | 4033.9768 | 4033.9768 | 4033.9768 | 4033.9768 | 4033.9768 | 4033.9768 | 4033.9768 | 3861.4968 | 3861.4968 | 3861.4968 | 3861.4968 | 3861.4968 | 3591.4968 | 3591.4968 | 4202.789 | 5650.163 | 5650.163 | 6174.118
NSW | N3 | Central-West Orana | Wind | 113.19 | 913.1903 | 1675.0566 | 2384.7564 | 3202.4149 | 3202.4149 | 3202.4149 | 3202.4149 | 3202.4149 | 3202.4149 | 3202.4149 | 3202.4149 | 3202.4149 | 3202.4149 | 3202.4149 | 3202.4149 | 3202.4149 | 3202.4149 | 3202.4149 | 3202.4149 | 3202.4149 | 3202.4149 | 3202.4149 | 3202.4149 | 3202.4149
NSW | N4 | Broken Hill | Wind | 198.94 | 198.94 | 198.9404 | 198.9666 | 198.9666 | 198.9666 | 198.9666 | 198.9666 | 198.9666 | 198.9666 | 198.9666 | 198.9666 | 198.9666 | 198.9666 | 198.9666 | 198.9666 | 198.9666 | 198.9666 | 198.9667 | 0.026652 | 0.026656 | 0.026662 | 0.026717 | 0.026844 | 0.026851
NSW | N5 | South West NSW | Wind | 0 | 0 | 0.00021468 | 0.00062197 | 0.00062446 | 0.00062769 | 0.00062813 | 0.00062845 | 0.00062914 | 0.00063074 | 0.0006332 | 0.00063432 | 0.00063546 | 0.00063749 | 0.00064006 | 0.0006428 | 0.00064492 | 0.00064833 | 0.00065007 | 0.0006521 | 0.00065669 | 0.0007178 | 0.0007238 | 0.00087288 | 0.00089757
NSW | N6 | Wagga Wagga | Wind | 0 | 0 | 0 | 0.00030966 | 0.00031473 | 0.00031652 | 0.00031689 | 0.00031715 | 0.00031758 | 0.00031841 | 0.00031906 | 0.00032017 | 0.00032132 | 0.00032435 | 0.00032647 | 0.00032918 | 0.00033484 | 0.00035386 | 0.00037567 | 0.00037647 | 0.00043274 | 0.00049656 | 0.00054425 | 0.00059654 | 0.00062608
NSW | N7 | Tumut | Wind | 0 | 0 | 0 | 0 | 0 | 0 | 0 | 0 | 0 | 0 | 0 | 0 | 0 | 0 | 0 | 0 | 0 | 0 | 0 | 0 | 0 | 0 | 0 | 0 | 0
NSW | N8 | Cooma-Monaro | Wind | 113 | 374.221 | 413 | 653.1498 | 725.05 | 725.05 | 725.05 | 725.05 | 725.05 | 725.05 | 725.05 | 725.05 | 725.05 | 725.05 | 725.05 | 725.05 | 612.05 | 612.05 | 612.05 | 612.05 | 612.05 | 612.05 | 612.05 | 612.05 | 612.05
NSW | N9 | Hunter-Central Coast | Wind | 0 | 421.0523 | 1400 | 1524.375 | 1524.375 | 1524.375 | 1524.375 | 1524.375 | 1524.375 | 1524.375 | 1524.375 | 1524.375 | 1524.375 | 1524.375 | 1524.375 | 1524.375 | 1524.375 | 1524.375 | 1524.375 | 1524.375 | 1524.375 | 1524.375 | 1524.375 | 1524.375 | 1524.375
VIC | V1 | Ovens Murray | Wind | 0 | 0 | 0 | 0 | 0 | 0 | 0 | 0 | 0 | 0 | 0 | 0 | 0 | 0 | 0 | 0 | 0 | 0 | 0 | 0 | 0 | 0 | 0 | 0 | 0
VIC | V2 | Murray River | Wind | 0 | 0 | 0 | 0 | 0 | 0 | 0 | 0 | 0 | 0 | 0 | 0 | 0 | 0 | 0 | 0 | 0 | 0 | 0 | 0 | 0 | 0 | 0 | 0 | 0
VIC | V3 | Western Victoria | Wind | 1934.5 | 2431.3085 | 2431.3085 | 2577.431 | 2577.4312 | 2577.4312 | 2577.4312 | 2577.4312 | 2577.4312 | 2524.9312 | 2332.9312 | 2332.9312 | 2332.9312 | 2332.9312 | 2332.9312 | 2332.9312 | 2332.9312 | 2332.9312 | 2301.8812 | 2170.6812 | 1858.6812 | 1858.6818 | 1858.6818 | 1675.7513 | 1647.0513
VIC | V4 | South West Victoria | Wind | 2082.66 | 2082.6607 | 2082.6607 | 2082.6607 | 2082.6607 | 2082.6607 | 2082.6607 | 2082.6607 | 2082.6607 | 2082.6607 | 2082.6607 | 2082.6607 | 2082.6607 | 2015.4607 | 1595.4607 | 1595.4607 | 1413.7607 | 1413.7607 | 1394.2607 | 1201.6607 | 1201.6607 | 338.101 | 338.101 | 338.1016 | 338.1016
VIC | V5 | Gippsland | Wind | 0 | 0.99802 | 0.99802 | 0.99804 | 0.99805 | 0.99805 | 0.99805 | 0.99805 | 0.99805 | 0.99805 | 0.99805 | 0.99805 | 0.99805 | 0.99805 | 0.99806 | 0.99806 | 0.99806 | 0.99806 | 0.99806 | 0.99806 | 0.99807 | 0.99808 | 0.99808 | 0.99836 | 0.99836
VIC | V6 | Central North VIC | Wind | 0 | 0.00040524 | 0.00040763 | 0.00041133 | 0.00041955 | 0.00042278 | 0.00042294 | 0.00042318 | 0.00042435 | 0.0004266 | 0.00042675 | 0.00042699 | 0.00042722 | 0.00042807 | 0.0004291 | 0.00043203 | 0.00043633 | 0.00044776 | 0.00046176 | 0.00046442 | 0.0004875 | 0.00071933 | 0.00072755 | 0.00083329 | 0.00085141
SA | S1 | South East SA | Wind | 324.5 | 324.5 | 324.5001 | 457.5026 | 642.2006 | 710.9865 | 710.9865 | 710.9865 | 710.9865 | 710.9865 | 710.9865 | 584.4865 | 584.4865 | 584.4865 | 425.4865 | 425.4865 | 386.4865 | 386.4865 | 386.4865 | 386.4865 | 386.4865 | 386.4873 | 386.4873 | 386.4873 | 386.4873
SA | S2 | Riverland | Wind | 0 | 0 | 0.00010111 | 0.00032278 | 0.00032898 | 0.00042998 | 0.00043011 | 0.00043037 | 0.00043094 | 0.00043303 | 0.00043417 | 0.00043577 | 0.00043688 | 0.00043897 | 0.00044175 | 0.00044532 | 0.00044859 | 0.00046184 | 0.00051459 | 0.00052355 | 0.00064102 | 0.00097711 | 0.00098306 | 0.0010163 | 0.0010601
SA | S3 | Mid-North SA | Wind | 1343.06 | 1343.06 | 1343.061 | 1801.641 | 1801.641 | 1801.641 | 1801.641 | 1801.641 | 1801.641 | 1702.941 | 1702.941 | 1631.541 | 1446.741 | 1446.741 | 1446.741 | 1120.041 | 1120.041 | 1120.041 | 1120.0411 | 906.1811 | 906.1814 | 775.3833 | 775.3834 | 1119.448 | 1119.448
SA | S4 | Yorke Peninsula | Wind | 90.75 | 90.75 | 90.7508 | 90.7517 | 90.7518 | 0.0017749 | 0.0017751 | 0.0017755 | 0.0017763 | 0.0017782 | 0.0017795 | 0.0017805 | 0.0017818 | 0.0017842 | 0.0017865 | 0.0017894 | 0.001793 | 0.0017974 | 0.0018011 | 0.0018046 | 0.0020063 | 105.3832 | 107.8329 | 107.8329 | 107.8329
SA | S5 | Northern SA | Wind | 422.4 | 422.4 | 422.4 | 422.4 | 422.4 | 422.4 | 422.4 | 422.4 | 422.4 | 422.4 | 422.4 | 422.4 | 422.4 | 422.4 | 422.4 | 422.4 | 422.4 | 422.4 | 422.4 | 422.4 | 422.4 | 210 | 210 | 210 | 210
SA | S6 | Leigh Creek | Wind | 0 | 0 | 0.00013415 | 0.00091243 | 600.0006 | 600.0008 | 600.0008 | 600.0008 | 600.0008 | 600.0008 | 600.0008 | 600.0008 | 600.0009 | 600.0009 | 600.0009 | 600.0009 | 600.0009 | 600.0009 | 600.0009 | 600.0009 | 600.0009 | 600.0009 | 600.0019 | 600.0023 | 600.0023
SA | S7 | Roxby Downs | Wind | 0 | 0 | 0 | 0 | 0 | 0 | 0 | 0 | 0 | 0 | 0 | 0 | 0 | 0 | 0 | 0 | 0 | 0 | 0 | 0 | 0 | 0 | 0 | 0 | 0
SA | S8 | Eastern Eyre Peninsula | Wind | 136 | 136 | 136.0004 | 136.0017 | 136.0018 | 136.0018 | 70.0018 | 70.0018 | 70.0018 | 70.0018 | 70.0018 | 0.0018134 | 0.0018151 | 0.0018188 | 0.0018217 | 0.0018253 | 0.0018294 | 0.0018323 | 0.0018347 | 0.0018373 | 0.002121 | 0.011858 | 316.8499 | 316.8499 | 316.8499
SA | S9 | Western Eyre Peninsula | Wind | 0 | 0 | 210.0661 | 323.0148 | 326.1521 | 326.1521 | 326.1521 | 326.1521 | 326.1521 | 326.1521 | 326.1521 | 326.1521 | 326.1521 | 326.1521 | 326.1521 | 326.1522 | 326.1522 | 326.1522 | 326.1522 | 326.1522 | 326.1522 | 326.1523 | 326.1529 | 326.1529 | 326.1529
TAS | T1 | North East Tasmania | Wind | 168 | 168 | 276.4746 | 532.3243 | 532.3243 | 532.325 | 532.325 | 532.325 | 532.325 | 532.325 | 532.325 | 532.325 | 532.325 | 532.325 | 532.325 | 532.325 | 818.2123 | 818.2123 | 818.2123 | 818.2123 | 818.2123 | 818.2123 | 818.2124 | 818.2124 | 818.2124
TAS | T2 | North West Tasmania | Wind | 251.35 | 251.35 | 463.2614 | 536.8999 | 951.9121 | 951.9121 | 951.9121 | 951.9121 | 1551.3505 | 1551.3505 | 1551.3505 | 1551.3505 | 1551.3506 | 1551.3506 | 1551.3506 | 1551.3507 | 1551.3507 | 1551.3507 | 1551.3507 | 1551.3507 | 1551.3507 | 1551.3507 | 1551.3507 | 1551.3507 | 1551.3507
TAS | T3 | Central Highlands | Wind | 144 | 144.0005 | 144.0006 | 144.0006 | 144.0006 | 346.3057 | 638.5996 | 638.5996 | 638.5996 | 851.0505 | 851.0505 | 851.0505 | 851.0505 | 851.0505 | 851.0538 | 851.0538 | 851.0538 | 851.0538 | 851.0538 | 851.0538 | 707.0538 | 707.0538 | 707.0539 | 707.0539 | 707.0539
Region | REZ | REZ Name | Technology | 2024-25 | 2025-26 | 2026-27 | 2027-28 | 2028-29 | 2029-30 | 2030-31 | 2031-32 | 2032-33 | 2033-34 | 2034-35 | 2035-36 | 2036-37 | 2037-38 | 2038-39 | 2039-40 | 2040-41 | 2041-42 | 2042-43 | 2043-44 | 2044-45 | 2045-46 | 2046-47 | 2047-48 | 2048-49
NSW | O1 | Hunter Coast | Offshore Wind | 0 | 0 | 0 | 0 | 0 | 0 | 0 | 0 | 0 | 0 | 0 | 0 | 0 | 0 | 0 | 0 | 0 | 0 | 0 | 0 | 0 | 0 | 0 | 0 | 0
NSW | O2 | Illawarra Coast | Offshore Wind | 0 | 0 | 0 | 0.00010215 | 0.00010217 | 0.00010218 | 0.00010218 | 0.00010218 | 0.00010218 | 0.00010218 | 0.00010218 | 0.00010218 | 0.00010218 | 0.00010219 | 0.0001022 | 0.0001023 | 0.00010301 | 0.00010319 | 0.00010339 | 0.00010383 | 0.00010431 | 0.00010504 | 0.00010946 | 0.00011011 | 0.00012459
VIC | O3 | Gippsland Coast | Offshore Wind | 0 | 0 | 0 | 0 | 0.00011721 | 1312.6252 | 1312.6252 | 1589.4889 | 2256.4888 | 2922.4888 | 4238.894 | 4589.489 | 4589.489 | 4589.489 | 4589.489 | 5052.5 | 5052.5 | 5052.5 | 5052.5 | 5052.5 | 5052.5 | 5052.5 | 5052.5 | 5052.5 | 5052.5
TAS | O4 | North West Tasmania Coast | Offshore Wind | 0 | 0 | 0 | 0 | 0 | 0 | 0 | 0 | 0 | 0 | 0 | 0 | 0 | 0 | 0 | 0 | 0 | 0 | 0 | 0 | 0 | 0 | 0 | 0 | 0
VIC | O5 | Portland Coast | Offshore Wind | 0 | 0 | 0 | 0 | 0 | 410.5111 | 410.5111 | 410.5111 | 410.5111 | 410.5111 | 410.5111 | 410.5112 | 1410.5112 | 2410.5112 | 3410.5112 | 3947.5 | 3947.5 | 3947.5 | 3947.5 | 3947.5 | 3947.5 | 3947.5 | 3947.5 | 3947.5 | 3947.5
SA | O6 | South East SA Coast | Offshore Wind | 0 | 0 | 0 | 0 | 0 | 0 | 0 | 0 | 0 | 0 | 0 | 0 | 0 | 0 | 0 | 0 | 0 | 0 | 0 | 0 | 0 | 0 | 0 | 0 | 0

## BaseCase_VOM Cost
VOM cost by technology ($000s) - BaseCase, Progressive Change Scenario
VOM | Real June 2023 dollars discounted to 1 July 2023
Explicitly modelled generation
Region | Technology | 2024-25 | 2025-26 | 2026-27 | 2027-28 | 2028-29 | 2029-30 | 2030-31 | 2031-32 | 2032-33 | 2033-34 | 2034-35 | 2035-36 | 2036-37 | 2037-38 | 2038-39 | 2039-40 | 2040-41 | 2041-42 | 2042-43 | 2043-44 | 2044-45 | 2045-46 | 2046-47 | 2047-48 | 2048-49
NEM | Black Coal | 305522.0412 | 230602.877 | 182042.2789 | 135826.9392 | 100234.1018 | 61580.5246 | 49123.85 | 46193.3416 | 39756.1129 | 41300.885 | 31734.7465 | 26633.471 | 23579.219 | 23916.2655 | 24782.6805 | 21856.8473 | 12405.9805 | 11275.7068 | 11241.4026 | 10360.0533 | 9300.5903 | 8299.8177 | 7953.9726 | 7402.9333 | 6324.9691
NEM | Brown Coal | 105487.7595 | 82494.2835 | 64690.484 | 61789.1695 | 40854.926 | 36030.778 | 36448.208 | 32113.748 | 32589.76 | 12965.4 | 4571.9305 | 5215.696 | 3863.4935 | 4340.36 | 4632.5515 | 4167.0278 | 3759.6815 | 3733.943 | 3511.8685 | 3298.745 | 2963.8425 | 679.5063 | 2062.7329 | 0 | 0
NEM | CCGT | 10016.7498 | 6755.6978 | 7711.4493 | 7827.5533 | 8966.9813 | 4242.4552 | 4429.7201 | 3573.8631 | 4283.3296 | 6213.0816 | 14234.1201 | 9350.8647 | 7391.4282 | 8280.1265 | 8735.8334 | 9615.6722 | 12235.4455 | 10472.9548 | 10908.4366 | 7161.2454 | 6015.712 | 2832.7787 | 1503.8283 | 1503.5832 | 1444.4688
NEM | Gas - Steam | 108.4515 | 8017.6393 | 4233.4855 | 3361.9018 | 3889.629 | 2298.7702 | 7.3586e-05 | 2.8505 | 7.8954 | 39.9568 | 246.184 | 157.346 | 102.5591 | 277.0871 | 74.6081 | 0 | 0 | 0 | 0 | 0 | 0 | 0 | 0 | 0 | 0
NEM | OCGT / Diesel | 668.07 | 271.0569 | 588.3332 | 407.794 | 1751.2515 | 520.5854 | 21.3802 | 15.0286 | 75.735 | 266.5354 | 3555.4881 | 2193.2258 | 1183.0962 | 4105.2567 | 1283.6809 | 4248.6611 | 12321.6675 | 12067.7351 | 7533.9899 | 15318.0638 | 10018.7543 | 13304.4943 | 10498.4707 | 11028.4554 | 12811.176
NEM | Hydro | 128853.6912 | 104765.4303 | 81707.1188 | 63348.945 | 77207.915 | 57970.2973 | 56849.2793 | 47898.9416 | 46336.9195 | 54899.4409 | 47192.6227 | 38858.3439 | 41452.964 | 48798.29 | 40443.3082 | 36001.9042 | 31815.2181 | 30998.9419 | 31856.8808 | 30084.4651 | 27064.3673 | 24420.0739 | 27251.1476 | 24853.5818 | 24045.4243
NEM | Hydrogen Turbine | 0 | 0 | 0 | 0 | 0 | 0 | 0 | 0 | 0 | 0 | 0 | 0 | 0 | 0 | 0 | 0 | 0 | 0 | 0 | 0 | 0 | 0 | 0 | 0 | 0
NEM | Wind | 3059.7681 | 4339.5343 | 5115.045 | 5752.8283 | 5856.3281 | 5853.0274 | 5711.3016 | 5700.3567 | 5514.9526 | 5345.1097 | 5185.9612 | 5039.3999 | 4867.2508 | 4610.6695 | 4343.8366 | 4084.3206 | 3918.2171 | 3688.1323 | 3446.7029 | 3199.6899 | 3067.5984 | 2907.3751 | 2799.1363 | 2602.9321 | 2446.715
NEM | Solar PV | 1898.4812 | 1872.7451 | 2069.8213 | 2161.678 | 2697.7186 | 2632.6785 | 2643.5102 | 2459.3105 | 2457.6244 | 2464.2905 | 2440.9161 | 2426.7087 | 2285.3081 | 1924.5416 | 1880.3486 | 1863.3667 | 1767.3547 | 1695.2765 | 1638.3552 | 1548.8317 | 1509.3376 | 1482.8743 | 1262.3998 | 1284.5094 | 1248.7073
NEM | Grid Battery | 138.4253 | 180.8894 | 447.5889 | 669.4433 | 627.2642 | 716.9643 | 694.5436 | 613.1037 | 636.3542 | 621.64 | 594.7257 | 566.687 | 558.4289 | 499.0186 | 479.4782 | 447.7568 | 400.9621 | 384.7872 | 372.6338 | 336.8361 | 372.3941 | 354.8362 | 318.4958 | 305.6779 | 285.6126
NEM | PHES | 6713.5166 | 8662.0461 | 9311.7664 | 7675.5158 | 10026.4793 | 11984.5615 | 11528.7497 | 10737.437 | 13857.5269 | 19099.5957 | 20332.3978 | 19492.4311 | 17093.9555 | 16742.3489 | 14239.0928 | 15036.5248 | 14925.5271 | 14534.8911 | 14424.2047 | 13943.4239 | 13516.8843 | 13168.7986 | 11130.9828 | 9470.9743 | 9254.4964
NEM | VPP | 7.8933 | 7.191 | 8.4537 | 8.8996 | 9.153 | 9.8463 | 10.1259 | 9.8775 | 11.1065 | 11.8979 | 11.5576 | 11.9474 | 12.8036 | 12.6754 | 13.2108 | 13.3202 | 12.7837 | 13.3079 | 13.5769 | 13.4431 | 13.3613 | 13.6203 | 12.6444 | 12.8781 | 12.8044
Total excluding storage |  | 562474.8475 | 447969.3909 | 357925.8251 | 288830.6678 | 252121.7479 | 183840.4887 | 167460.6686 | 149317.8587 | 145527.317 | 143227.8335 | 130100.6503 | 109946.1215 | 102390.5068 | 113506.6398 | 100908.6296 | 97335.4018 | 93562.8379 | 88865.6767 | 84948.0518 | 85264.7973 | 73842.842 | 67464.1754 | 64793.8111 | 58465.5254 | 57874.3739
Region | Technology | 2024-25 | 2025-26 | 2026-27 | 2027-28 | 2028-29 | 2029-30 | 2030-31 | 2031-32 | 2032-33 | 2033-34 | 2034-35 | 2035-36 | 2036-37 | 2037-38 | 2038-39 | 2039-40 | 2040-41 | 2041-42 | 2042-43 | 2043-44 | 2044-45 | 2045-46 | 2046-47 | 2047-48 | 2048-49
NSW1 | Black Coal | 143268.4075 | 112810.313 | 83979.93 | 64614.8945 | 34101.8 | 11271.992 | 11772.073 | 9386.237 | 10713.867 | 12930.415 | 12984.3715 | 10953.052 | 10315.231 | 8776.0875 | 10357.908 | 9704.0945 | 0 | 0 | 0 | 0 | 0 | 0 | 0 | 0 | 0
NSW1 | Brown Coal | 0 | 0 | 0 | 0 | 0 | 0 | 0 | 0 | 0 | 0 | 0 | 0 | 0 | 0 | 0 | 0 | 0 | 0 | 0 | 0 | 0 | 0 | 0 | 0 | 0
NSW1 | CCGT | 29.1243 | 693.8008 | 766.4053 | 902.2791 | 2287.6972 | 33.1947 | 368.1585 | 9.021 | 486.8767 | 892.0682 | 3033.1917 | 1236.3395 | 1379.039 | 1662.475 | 2051.7812 | 2706.787 | 3501.4475 | 3195.2021 | 3433.085 | 0.0011286 | 0.0010227 | 0.0012767 | 0.0013284 | 0.0014077 | 0.0013025
NSW1 | Gas - Steam | 0 | 0 | 0 | 0 | 0 | 0 | 0 | 0 | 0 | 0 | 0 | 0 | 0 | 0 | 0 | 0 | 0 | 0 | 0 | 0 | 0 | 0 | 0 | 0 | 0
NSW1 | OCGT / Diesel | 0.87936 | 170.9227 | 37.1563 | 9.1371 | 471.2616 | 210.125 | 10.6381 | 0.62861 | 1.9711 | 3.2979 | 662.7837 | 468.2364 | 292.3665 | 823.0506 | 125.4871 | 1022.5975 | 5367.917 | 4248.7689 | 3043.7247 | 5725.6139 | 3474.901 | 3564.8166 | 2716.1138 | 4732.097 | 3910.0322
NSW1 | Hydro | 21832.5453 | 18932.9494 | 19655.7424 | 16169.3729 | 19756.9814 | 15071.087 | 10946.1784 | 9216.1515 | 8633.0084 | 11174.5156 | 10819.2202 | 9335.2858 | 6788.9086 | 10089.3273 | 7695.0312 | 6190.6849 | 5933.6959 | 5361.9888 | 5880.64 | 5953.7996 | 5373.0133 | 4393.2469 | 5778.7705 | 5118.4557 | 5108.3236
NSW1 | Hydrogen Turbine | 0 | 0 | 0 | 0 | 0 | 0 | 0 | 0 | 0 | 0 | 0 | 0 | 0 | 0 | 0 | 0 | 0 | 0 | 0 | 0 | 0 | 0 | 0 | 0 | 0
NSW1 | Wind | 728.4341 | 1300.6797 | 1799.7533 | 2072.2364 | 2214.2919 | 1956.1495 | 1863.4946 | 1818.6961 | 1772.7396 | 1671.6455 | 1555.7037 | 1509.3823 | 1477.8333 | 1419.8188 | 1191.0818 | 1151.133 | 1059.4357 | 1007.6751 | 921.5506 | 822.6027 | 794.8007 | 768.264 | 792.3111 | 677.3011 | 671.9883
NSW1 | Solar PV | 774.4213 | 788.7644 | 1161.9019 | 1303.3336 | 1797.9891 | 1782.2277 | 1792.4163 | 1607.2305 | 1577.79 | 1528.0798 | 1391.4002 | 1371.5753 | 1301.2088 | 1111.9344 | 1060.3854 | 1071.3359 | 1011.7431 | 951.3739 | 877.7919 | 791.0403 | 790.5595 | 751.347 | 623.8396 | 619.5444 | 623.7071
NSW1 | Grid Battery | 39.9019 | 50.1928 | 258.1271 | 486.3036 | 467.5844 | 569.0739 | 557.8258 | 479.2808 | 484.7575 | 457.1884 | 411.4096 | 391.8297 | 386.3586 | 348.4318 | 338.2499 | 317.5179 | 289.1597 | 276.7862 | 260.4576 | 235.7586 | 228.7133 | 213.7918 | 143.6537 | 138.1497 | 129.1701
NSW1 | PHES | 1347.425 | 1404.3233 | 2093.4456 | 1724.3924 | 5864.7046 | 9065.6609 | 6433.6643 | 4900.9797 | 6016.69 | 7341.1504 | 7204.2709 | 5974.737 | 5070.678 | 5911.4892 | 4360.4644 | 4181.9981 | 3846.1174 | 4358.3658 | 3514.85 | 4072.0282 | 3842.0791 | 3561.3668 | 3315.4629 | 2514.4635 | 2656.3179
NSW1 | VPP | 1.2013 | 1.2408 | 1.5895 | 1.7757 | 1.9634 | 2.2015 | 2.3145 | 2.2969 | 2.5263 | 2.668 | 2.7062 | 2.8276 | 3.0255 | 3.0909 | 3.2491 | 3.2964 | 3.3061 | 3.3665 | 3.3892 | 3.3445 | 3.3984 | 3.3872 | 3.2763 | 3.3364 | 3.3163
Total excluding storage |  | 168022.34 | 136153.1869 | 109754.0515 | 87283.7252 | 66964.2736 | 39961.7123 | 33746.7635 | 27420.5222 | 29690.2265 | 36001.0288 | 38065.0577 | 31243.2656 | 27014.6492 | 30145.7055 | 27183.6381 | 26349.4452 | 21012.8224 | 19403.5272 | 17935.489 | 17604.189 | 14507.4664 | 13256.2216 | 13373.4291 | 13803.3491 | 13102.8567
Region | Technology | 2024-25 | 2025-26 | 2026-27 | 2027-28 | 2028-29 | 2029-30 | 2030-31 | 2031-32 | 2032-33 | 2033-34 | 2034-35 | 2035-36 | 2036-37 | 2037-38 | 2038-39 | 2039-40 | 2040-41 | 2041-42 | 2042-43 | 2043-44 | 2044-45 | 2045-46 | 2046-47 | 2047-48 | 2048-49
QLD1 | Black Coal | 162253.6337 | 117792.564 | 98062.3489 | 71212.0447 | 66132.3018 | 50308.5326 | 37351.777 | 36807.1046 | 29042.2459 | 28370.47 | 18750.375 | 15680.419 | 13263.988 | 15140.178 | 14424.7725 | 12152.7528 | 12405.9805 | 11275.7068 | 11241.4026 | 10360.0533 | 9300.5903 | 8299.8177 | 7953.9726 | 7402.9333 | 6324.9691
QLD1 | Brown Coal | 0 | 0 | 0 | 0 | 0 | 0 | 0 | 0 | 0 | 0 | 0 | 0 | 0 | 0 | 0 | 0 | 0 | 0 | 0 | 0 | 0 | 0 | 0 | 0 | 0
QLD1 | CCGT | 6101.3752 | 5577.798 | 5293.5732 | 4753.387 | 4630.0425 | 4209.2605 | 3900.4728 | 3494.433 | 3419.2981 | 3717.5128 | 8194.5252 | 6966.3147 | 5278.3196 | 6617.6501 | 6684.0508 | 6908.8837 | 8733.9965 | 7277.7507 | 7475.3497 | 7161.242 | 6015.7089 | 2832.7755 | 1503.8246 | 1503.5794 | 1444.4653
QLD1 | Gas - Steam | 0 | 0 | 0 | 0 | 0 | 0 | 0 | 0 | 0 | 0 | 0 | 0 | 0 | 0 | 0 | 0 | 0 | 0 | 0 | 0 | 0 | 0 | 0 | 0 | 0
QLD1 | OCGT / Diesel | 0.0010929 | 0.0014894 | 0.0013023 | 0.0011633 | 0.0010852 | 51.8884 | 0.0014566 | 0.0015206 | 0.0015962 | 1.7956 | 13.3938 | 22.2696 | 0.0016281 | 549.9351 | 0.001814 | 1059.4757 | 3642.491 | 2159.1865 | 895.5471 | 2646.6529 | 2194.4254 | 3532.0625 | 2521.3725 | 2369.6777 | 4041.3004
QLD1 | Hydro | 4821.9694 | 4539.8188 | 4006.2 | 3536.4187 | 3303.4752 | 2614.4403 | 2474.9741 | 2626.4062 | 2756.6157 | 2679.1049 | 2491.9344 | 2301.1116 | 2108.0891 | 734.2732 | 671.9108 | 570.9878 | 586.5221 | 544.8318 | 0 | 0 | 0 | 0 | 0 | 0 | 0
QLD1 | Hydrogen Turbine | 0 | 0 | 0 | 0 | 0 | 0 | 0 | 0 | 0 | 0 | 0 | 0 | 0 | 0 | 0 | 0 | 0 | 0 | 0 | 0 | 0 | 0 | 0 | 0 | 0
QLD1 | Wind | 471.2437 | 1100.339 | 1304.8548 | 1594.668 | 1540.6901 | 1440.6003 | 1469.0843 | 1428.2537 | 1407.498 | 1269.0743 | 1221.1622 | 1176.548 | 1080.7713 | 1036.4214 | 970.9164 | 931.3169 | 862.5454 | 938.206 | 866.6102 | 834.1189 | 776.6058 | 771.6854 | 773.6863 | 718.6583 | 703.1606
QLD1 | Solar PV | 737.359 | 647.8997 | 519.493 | 502.0098 | 469.7665 | 444.181 | 476.9252 | 512.8035 | 542.1408 | 611.2176 | 764.047 | 736.7069 | 675.1121 | 534.4587 | 551.9464 | 544.1795 | 530.5448 | 527.708 | 556.6959 | 574.4975 | 549.2845 | 543.63 | 452.1064 | 472.2222 | 435.0657
QLD1 | Grid Battery | 41.746 | 40.2098 | 39.788 | 38.1161 | 31.8702 | 27.9951 | 27.2603 | 26.3502 | 26.0201 | 24.7838 | 23.1013 | 21.3893 | 19.765 | 17.8698 | 15.0306 | 13.7938 | 12.6772 | 12.1187 | 17.7897 | 16.6187 | 44.8918 | 41.6903 | 66.6425 | 64.6046 | 58.9633
QLD1 | PHES | 5366.0916 | 7257.7228 | 7218.3208 | 5951.1234 | 3916.6371 | 2447.8327 | 4664.0118 | 5470.9529 | 7475.3154 | 11404.4293 | 12779.7074 | 13168.3289 | 11675.7748 | 10537.291 | 9595.2126 | 10585.6029 | 10849.4685 | 9944.5094 | 10686.4318 | 9657.3901 | 9468.4292 | 9411.6494 | 7649.1216 | 6798.8261 | 6442.6702
QLD1 | VPP | 0.53635 | 0.60573 | 0.78587 | 0.96785 | 1.0115 | 1.1006 | 1.2417 | 1.3451 | 1.5256 | 1.6433 | 1.7294 | 1.8133 | 1.8821 | 1.9071 | 2.1142 | 2.1355 | 2.1338 | 2.2209 | 2.2636 | 2.29 | 2.266 | 2.2853 | 2.1771 | 2.2798 | 2.2415
Total excluding storage |  | 179793.956 | 136956.9593 | 116445.3659 | 87588.7368 | 80025.7961 | 61545.8314 | 50365.7486 | 50367.6506 | 44670.6612 | 48080.0315 | 44239.9758 | 40074.9015 | 34103.7035 | 35169.9843 | 32915.9561 | 32769.1287 | 37626.3597 | 32682.2388 | 31742.0905 | 31252.8636 | 28352.2019 | 25435.5961 | 20922.9036 | 19332.7814 | 19452.8361
Region | Technology | 2024-25 | 2025-26 | 2026-27 | 2027-28 | 2028-29 | 2029-30 | 2030-31 | 2031-32 | 2032-33 | 2033-34 | 2034-35 | 2035-36 | 2036-37 | 2037-38 | 2038-39 | 2039-40 | 2040-41 | 2041-42 | 2042-43 | 2043-44 | 2044-45 | 2045-46 | 2046-47 | 2047-48 | 2048-49
VIC1 | Black Coal | 0 | 0 | 0 | 0 | 0 | 0 | 0 | 0 | 0 | 0 | 0 | 0 | 0 | 0 | 0 | 0 | 0 | 0 | 0 | 0 | 0 | 0 | 0 | 0 | 0
VIC1 | Brown Coal | 105487.7595 | 82494.2835 | 64690.484 | 61789.1695 | 40854.926 | 36030.778 | 36448.208 | 32113.748 | 32589.76 | 12965.4 | 4571.9305 | 5215.696 | 3863.4935 | 4340.36 | 4632.5515 | 4167.0278 | 3759.6815 | 3733.943 | 3511.8685 | 3298.745 | 2963.8425 | 679.5063 | 2062.7329 | 0 | 0
VIC1 | CCGT | 0 | 1.9464e-05 | 1.8143e-05 | 1.6945e-05 | 1.5846e-05 | 1.0139e-05 | 0.00043291 | 0.00042113 | 0.00045575 | 0.00058766 | 0.0005496 | 0.00049874 | 0.00046276 | 0.00049253 | 0.00046113 | 0.00048887 | 0.00053528 | 0.0007361 | 0.00069498 | 0.00083568 | 0.00076302 | 0.00073963 | 0.00094125 | 0.00094139 | 0.00087566
VIC1 | Gas - Steam | 34.7672 | 3485.4548 | 4233.4855 | 3361.9018 | 3889.629 | 2298.7702 | 7.3586e-05 | 2.8505 | 7.8954 | 39.9568 | 246.184 | 157.346 | 102.5591 | 277.0871 | 74.6081 | 0 | 0 | 0 | 0 | 0 | 0 | 0 | 0 | 0 | 0
VIC1 | OCGT / Diesel | 40.2858 | 3.4097 | 128.9952 | 27.9838 | 356.9932 | 75.0137 | 0.0020453 | 0.0019988 | 0.0021127 | 46.914 | 1154.0535 | 895.1357 | 324.0326 | 1010.2408 | 204.4656 | 471.9722 | 762.4331 | 1375.7799 | 398.4269 | 1674.5876 | 1616.7393 | 2265.9915 | 2240.6917 | 1194.5892 | 1684.4937
VIC1 | Hydro | 22588.9158 | 21629.2391 | 19216.9352 | 15030.1333 | 21186.9926 | 16445.4656 | 13298.5422 | 12355.7912 | 10477.3115 | 12169.409 | 11549.4094 | 10325.6012 | 8041.0722 | 11356.3805 | 8903.0394 | 7182.0887 | 6668.4727 | 5719.1216 | 6568.6633 | 6290.7363 | 5607.1014 | 4381.6499 | 6183.8282 | 5783.3378 | 5389.6296
VIC1 | Hydrogen Turbine | 0 | 0 | 0 | 0 | 0 | 0 | 0 | 0 | 0 | 0 | 0 | 0 | 0 | 0 | 0 | 0 | 0 | 0 | 0 | 0 | 0 | 0 | 0 | 0 | 0
VIC1 | Wind | 1053.8691 | 1227.2473 | 1150.2575 | 1103.376 | 1081.1357 | 1453.571 | 1303.6502 | 1399.9107 | 1330.4136 | 1410.1658 | 1518.1324 | 1514.2526 | 1512.2168 | 1423.775 | 1506.1131 | 1430.0696 | 1418.5576 | 1225.2719 | 1175.2098 | 1101.8628 | 1059.3489 | 962.9443 | 853.5119 | 827.8688 | 743.3945
VIC1 | Solar PV | 266.2126 | 234.2204 | 193.4368 | 157.4772 | 188.917 | 183.6255 | 169.3411 | 157.5203 | 162.9604 | 155.3626 | 132.7535 | 128.9815 | 123.9417 | 110.2797 | 105.0005 | 95.2104 | 87.7882 | 86.9118 | 79.7022 | 68.3923 | 64.0908 | 61.7401 | 58.1405 | 71.0258 | 77.7645
VIC1 | Grid Battery | 27.9062 | 63.0905 | 84.4907 | 77.8203 | 66.1607 | 65.1344 | 58.3647 | 65.4506 | 79.6455 | 95.8073 | 122.0604 | 117.8297 | 116.7248 | 100.3427 | 95.5998 | 87.7161 | 74.3759 | 71.7641 | 70.7522 | 64.8042 | 61.5694 | 59.878 | 48.2017 | 47.5259 | 45.4177
VIC1 | PHES | 0 | 0 | 0 | 0 | 245.1373 | 471.0676 | 431.0732 | 365.504 | 365.521 | 354.0157 | 348.4191 | 349.3648 | 347.5022 | 293.5681 | 283.4153 | 268.9232 | 229.9405 | 222.4283 | 213.4442 | 202.8408 | 195.7514 | 186.604 | 157.6573 | 147.406 | 143.6131
VIC1 | VPP | 1.2102 | 1.2023 | 1.5759 | 1.8324 | 1.9023 | 2.2483 | 2.2518 | 2.2774 | 2.5718 | 2.9753 | 2.7755 | 2.9695 | 3.2916 | 3.1474 | 3.3566 | 3.3732 | 3.2169 | 3.5299 | 3.6531 | 3.7098 | 3.7539 | 3.8507 | 3.3968 | 3.5273 | 3.5661
Total excluding storage |  | 129500.9265 | 109138.1476 | 89699.6608 | 81549.6943 | 67871.7939 | 57025.6744 | 51711.4338 | 46463.0552 | 45016.0818 | 27240.007 | 19645.7188 | 18707.1775 | 14434.835 | 18915.1817 | 15808.1505 | 13706.3817 | 13004.467 | 12438.7512 | 12021.721 | 12705.6796 | 11572.1984 | 8602.1656 | 11608.1619 | 8075.2816 | 8087.8801
Region | Technology | 2024-25 | 2025-26 | 2026-27 | 2027-28 | 2028-29 | 2029-30 | 2030-31 | 2031-32 | 2032-33 | 2033-34 | 2034-35 | 2035-36 | 2036-37 | 2037-38 | 2038-39 | 2039-40 | 2040-41 | 2041-42 | 2042-43 | 2043-44 | 2044-45 | 2045-46 | 2046-47 | 2047-48 | 2048-49
SA1 | Black Coal | 0 | 0 | 0 | 0 | 0 | 0 | 0 | 0 | 0 | 0 | 0 | 0 | 0 | 0 | 0 | 0 | 0 | 0 | 0 | 0 | 0 | 0 | 0 | 0 | 0
SA1 | Brown Coal | 0 | 0 | 0 | 0 | 0 | 0 | 0 | 0 | 0 | 0 | 0 | 0 | 0 | 0 | 0 | 0 | 0 | 0 | 0 | 0 | 0 | 0 | 0 | 0 | 0
SA1 | CCGT | 3886.2503 | 484.0991 | 1651.4708 | 2171.8872 | 2049.2415 | 1.4214e-05 | 161.0879 | 70.4083 | 377.154 | 1603.4996 | 3006.4023 | 1148.2097 | 734.0688 | 0.0006463 | 0.00060723 | 0.00058088 | 0.00060719 | 0.00092407 | 0.00088038 | 0.0010538 | 0.00094943 | 0.0009207 | 0.0011297 | 0.0010581 | 0.0009833
SA1 | Gas - Steam | 73.6842 | 4532.1845 | 0 | 0 | 0 | 0 | 0 | 0 | 0 | 0 | 0 | 0 | 0 | 0 | 0 | 0 | 0 | 0 | 0 | 0 | 0 | 0 | 0 | 0 | 0
SA1 | OCGT / Diesel | 626.9032 | 96.7225 | 422.1799 | 370.6716 | 922.9952 | 183.5583 | 10.7376 | 14.3955 | 73.7592 | 214.527 | 1717.3568 | 805.2266 | 542.3145 | 1691.9721 | 946.4462 | 1672.9577 | 2541.0859 | 4257.8142 | 3187.9551 | 5230.7312 | 2708.0332 | 3919.8172 | 2992.8234 | 2721.6932 | 3151.7872
SA1 | Hydro | 0 | 0 | 0 | 0 | 0 | 0 | 0 | 0 | 0 | 0 | 0 | 0 | 0 | 0 | 0 | 0 | 0 | 0 | 0 | 0 | 0 | 0 | 0 | 0 | 0
SA1 | Hydrogen Turbine | 0 | 0 | 0 | 0 | 0 | 0 | 0 | 0 | 0 | 0 | 0 | 0 | 0 | 0 | 0 | 0 | 0 | 0 | 0 | 0 | 0 | 0 | 0 | 0 | 0
SA1 | Wind | 659.2696 | 559.3945 | 666.1759 | 734.3596 | 791.0921 | 736.2145 | 671.5145 | 651.2858 | 567.127 | 533.7093 | 463.5771 | 462.6477 | 415.7882 | 385.5661 | 356.3027 | 304.4223 | 302.0798 | 258.3513 | 242.731 | 203.5578 | 215.4819 | 181.6245 | 181.7589 | 189.4744 | 164.6921
SA1 | Solar PV | 120.4883 | 201.8607 | 194.9896 | 198.8574 | 241.046 | 222.6442 | 204.8277 | 181.7562 | 174.7333 | 169.6306 | 152.7154 | 141.8758 | 140.0261 | 130.9813 | 125.242 | 118.1054 | 107.1263 | 99.2408 | 92.0824 | 86.6535 | 77.6921 | 99.8869 | 107.3136 | 99.4002 | 91.7113
SA1 | Grid Battery | 28.8711 | 27.3962 | 65.1829 | 67.2032 | 61.6488 | 54.7607 | 51.0927 | 42.022 | 45.9309 | 43.8603 | 38.1542 | 35.6381 | 35.5804 | 32.3742 | 30.5977 | 28.7288 | 24.7491 | 24.1179 | 23.634 | 19.6543 | 37.2192 | 39.4758 | 59.9976 | 55.3973 | 52.0611
SA1 | PHES | 0 | 0 | 0 | 0 | 0 | 0 | 0 | 0 | 0 | 0 | 0 | 0 | 0 | 0 | 0 | 0 | 0 | 0 | 0 | 0 | 0 | 0 | 0 | 0 | 0
SA1 | VPP | 4.9428 | 4.1354 | 4.4598 | 4.2505 | 4.2125 | 4.2159 | 4.2328 | 3.8676 | 4.3891 | 4.5205 | 4.2386 | 4.2162 | 4.4391 | 4.3762 | 4.3332 | 4.3345 | 3.9703 | 4.018 | 4.0963 | 3.9234 | 3.777 | 3.9311 | 3.6309 | 3.5811 | 3.4946
Total excluding storage |  | 5400.4096 | 5905.7927 | 3004.4589 | 3547.2295 | 4070.2362 | 1201.3936 | 1103.4932 | 963.7354 | 1243.0936 | 2569.7473 | 5382.4445 | 2597.814 | 1872.2171 | 2245.2705 | 1462.9224 | 2128.5492 | 2979.0121 | 4643.543 | 3550.4997 | 5544.5211 | 3042.2044 | 4244.7365 | 3345.5256 | 3069.5474 | 3463.7474
Region | Technology | 2024-25 | 2025-26 | 2026-27 | 2027-28 | 2028-29 | 2029-30 | 2030-31 | 2031-32 | 2032-33 | 2033-34 | 2034-35 | 2035-36 | 2036-37 | 2037-38 | 2038-39 | 2039-40 | 2040-41 | 2041-42 | 2042-43 | 2043-44 | 2044-45 | 2045-46 | 2046-47 | 2047-48 | 2048-49
TAS1 | Black Coal | 0 | 0 | 0 | 0 | 0 | 0 | 0 | 0 | 0 | 0 | 0 | 0 | 0 | 0 | 0 | 0 | 0 | 0 | 0 | 0 | 0 | 0 | 0 | 0 | 0
TAS1 | Brown Coal | 0 | 0 | 0 | 0 | 0 | 0 | 0 | 0 | 0 | 0 | 0 | 0 | 0 | 0 | 0 | 0 | 0 | 0 | 0 | 0 | 0 | 0 | 0 | 0 | 0
TAS1 | CCGT | 0 | 1.8063e-05 | 1.6823e-05 | 1.5711e-05 | 1.4678e-05 | 9.4539e-06 | 0.00036684 | 0.00036461 | 0.00036368 | 0.00035448 | 0.00033916 | 0.00032932 | 0.00034466 | 0.00036031 | 0.0003366 | 0.00035816 | 0.00034953 | 0.00038149 | 0.00035675 | 0.00037346 | 0.00035863 | 0.00033678 | 0.00032734 | 0.0003285 | 0.00033397
TAS1 | Gas - Steam | 0 | 0 | 0 | 0 | 0 | 0 | 0 | 0 | 0 | 0 | 0 | 0 | 0 | 0 | 0 | 0 | 0 | 0 | 0 | 0 | 0 | 0 | 0 | 0 | 0
TAS1 | OCGT / Diesel | 0.00046296 | 0.00056904 | 0.0004574 | 0.00037334 | 0.00039452 | 7.574e-06 | 0.00097489 | 0.00097331 | 0.00096548 | 0.00092501 | 7.9004 | 2.3574 | 24.3809 | 30.0582 | 7.2801 | 21.6581 | 7.7404 | 26.1856 | 8.3361 | 40.4781 | 24.6553 | 21.8064 | 27.4693 | 10.3984 | 23.5625
TAS1 | Hydro | 79610.2607 | 59663.423 | 38828.2412 | 28613.02 | 32960.4657 | 23839.3044 | 30129.5844 | 23700.5926 | 24469.9839 | 28876.4114 | 22332.0587 | 16896.3453 | 24514.8941 | 26618.309 | 23173.3268 | 22058.1429 | 18626.5274 | 19372.9998 | 19407.5774 | 17839.9293 | 16084.2526 | 15645.1771 | 15288.5489 | 13951.7883 | 13547.4711
TAS1 | Hydrogen Turbine | 0 | 0 | 0 | 0 | 0 | 0 | 0 | 0 | 0 | 0 | 0 | 0 | 0 | 0 | 0 | 0 | 0 | 0 | 0 | 0 | 0 | 0 | 0 | 0 | 0
TAS1 | Wind | 146.9515 | 151.8739 | 194.0035 | 248.1883 | 229.1182 | 266.4921 | 403.5581 | 402.2103 | 437.1744 | 460.5148 | 427.3858 | 376.5692 | 380.6412 | 345.0882 | 319.4226 | 267.3787 | 275.5985 | 258.6281 | 240.6013 | 237.5477 | 221.3611 | 222.8569 | 197.8681 | 189.6295 | 163.4795
TAS1 | Solar PV | 0 | 4.7739e-06 | 9.2631e-06 | 9.2068e-06 | 8.6392e-06 | 8.6532e-06 | 9.1554e-06 | 1.4338e-05 | 1.4647e-05 | 1.6059e-05 | 1.3971e-05 | 47.5692 | 45.0194 | 36.8875 | 37.7742 | 34.5355 | 30.1523 | 30.042 | 32.0827 | 28.248 | 27.7106 | 26.2702 | 20.9997 | 22.3168 | 20.4587
TAS1 | Grid Battery | 0 | 0.00010201 | 0.00012921 | 0.00013823 | 0.00012962 | 0.00012341 | 0.00012761 | 0.00013237 | 0.00013689 | 0.0001395 | 0.00014832 | 0.00015465 | 0.00016616 | 0.00020339 | 0.00020951 | 0.00022456 | 0.00025667 | 0.00040487 | 0.0003871 | 0.00040308 | 0.00039722 | 0.00035302 | 0.00031798 | 0.00048531 | 0.00043672
TAS1 | PHES | 0 | 0 | 0 | 0 | 0.00028835 | 0.00029817 | 0.00036182 | 0.00036942 | 0.00036626 | 0.00035918 | 0.00036983 | 0.00037502 | 0.00043928 | 0.0005155 | 0.00049479 | 0.00058262 | 0.00079917 | 9.5877 | 9.4787 | 11.1647 | 10.6245 | 9.1783 | 8.7411 | 10.2788 | 11.8951
TAS1 | VPP | 0.0026883 | 0.006773 | 0.042664 | 0.073165 | 0.063365 | 0.080015 | 0.085041 | 0.090542 | 0.0937 | 0.090802 | 0.10781 | 0.12085 | 0.16549 | 0.15386 | 0.15769 | 0.18056 | 0.15661 | 0.17252 | 0.17467 | 0.17545 | 0.16603 | 0.16606 | 0.16323 | 0.15342 | 0.18593
Total excluding storage |  | 79757.2154 | 59815.3044 | 39022.288 | 28861.282 | 33189.6481 | 24105.877 | 30533.2294 | 24102.8953 | 24907.2539 | 29337.0188 | 22767.4536 | 17322.9628 | 24965.102 | 27030.4978 | 23537.9625 | 22381.897 | 18940.1766 | 19697.6165 | 19698.2517 | 18157.544 | 16368.7709 | 15925.4556 | 15543.791 | 14184.5659 | 13767.0536
Explicitly modelled pumping
Region | Technology | 2024-25 | 2025-26 | 2026-27 | 2027-28 | 2028-29 | 2029-30 | 2030-31 | 2031-32 | 2032-33 | 2033-34 | 2034-35 | 2035-36 | 2036-37 | 2037-38 | 2038-39 | 2039-40 | 2040-41 | 2041-42 | 2042-43 | 2043-44 | 2044-45 | 2045-46 | 2046-47 | 2047-48 | 2048-49
NEM | Grid Battery pump | 163.5734 | 213.7132 | 238.8881 | 221.4707 | 192.1892 | 186.628 | 198.6883 | 175.9189 | 174.7518 | 167.569 | 148.5243 | 140.0265 | 134.4068 | 121.1474 | 112.9876 | 104.6218 | 93.9345 | 87.5914 | 83.8132 | 71.5652 | 56.4923 | 53.5514 | 46.0492 | 44.4511 | 40.9813
NEM | PHES Pump | 18573.7581 | 17904.736 | 22179.7109 | 20029.0822 | 20935.8517 | 16459.1026 | 17541.5405 | 14024.2809 | 19143.2612 | 27109.9178 | 26054.5765 | 26368.2319 | 23462.2139 | 22329.0949 | 18443.2532 | 19510.7516 | 19458.687 | 19389.1765 | 19789.0423 | 17792.8278 | 18452.3342 | 18070.4794 | 14929.4759 | 12505.2858 | 12068.6433
NEM | VPP pump | 9.2827 | 8.4688 | 9.9243 | 10.4952 | 10.748 | 11.5963 | 11.905 | 11.6304 | 13.0804 | 13.9768 | 13.6029 | 14.048 | 15.0634 | 14.9276 | 15.5609 | 15.64 | 15.0808 | 15.6249 | 15.9952 | 15.7939 | 15.7153 | 16.0605 | 14.8417 | 15.168 | 15.0486
Region | Technology | 2024-25 | 2025-26 | 2026-27 | 2027-28 | 2028-29 | 2029-30 | 2030-31 | 2031-32 | 2032-33 | 2033-34 | 2034-35 | 2035-36 | 2036-37 | 2037-38 | 2038-39 | 2039-40 | 2040-41 | 2041-42 | 2042-43 | 2043-44 | 2044-45 | 2045-46 | 2046-47 | 2047-48 | 2048-49
NSW1 | Grid Battery pump | 47.026 | 59.2496 | 59.6752 | 55.218 | 50.6031 | 56.6474 | 78.9889 | 69.0427 | 67.9751 | 63.6879 | 57.5107 | 54.3035 | 51.0939 | 47.4821 | 45.2557 | 42.2453 | 39.163 | 36.9103 | 34.9123 | 30.0626 | 28.5462 | 26.7247 | 23.9191 | 22.8913 | 21.3205
NSW1 | PHES Pump | 11009.224 | 7884.403 | 12269.4084 | 11820.7594 | 15942.3135 | 13759.2671 | 12303.1142 | 7801.1472 | 10759.9491 | 13966.7697 | 11153.2388 | 10944.7918 | 9712.1885 | 9894.9808 | 7364.0555 | 7071.5086 | 6494.7009 | 7697.4878 | 7114.9703 | 6411.9665 | 7212.2163 | 6800.8017 | 5937.2446 | 4474.5279 | 4434.9443
NSW1 | VPP pump | 1.4134 | 1.4606 | 1.8666 | 2.0919 | 2.3104 | 2.5872 | 2.728 | 2.7022 | 2.9718 | 3.1364 | 3.1878 | 3.3218 | 3.5597 | 3.6449 | 3.8209 | 3.8721 | 3.9005 | 3.9542 | 3.9852 | 3.9361 | 3.9961 | 3.996 | 3.8441 | 3.9289 | 3.8985
Region | Technology | 2024-25 | 2025-26 | 2026-27 | 2027-28 | 2028-29 | 2029-30 | 2030-31 | 2031-32 | 2032-33 | 2033-34 | 2034-35 | 2035-36 | 2036-37 | 2037-38 | 2038-39 | 2039-40 | 2040-41 | 2041-42 | 2042-43 | 2043-44 | 2044-45 | 2045-46 | 2046-47 | 2047-48 | 2048-49
QLD1 | Grid Battery pump | 49.2722 | 47.4834 | 46.8594 | 45.1219 | 37.5177 | 33.0586 | 32.1902 | 31.2061 | 30.6427 | 29.2744 | 27.2816 | 25.2706 | 23.3373 | 21.1559 | 17.7154 | 16.3025 | 14.9997 | 14.324 | 13.4576 | 12.5534 | 4.5588 | 4.2451 | 3.7052 | 3.5884 | 3.2872
QLD1 | PHES Pump | 7564.5341 | 10020.333 | 9910.3025 | 8208.3228 | 4993.5382 | 2699.8355 | 5238.4263 | 6223.1337 | 8383.3122 | 13143.148 | 14901.3377 | 15423.44 | 13750.0254 | 12434.1142 | 11079.1978 | 12439.243 | 12963.9861 | 11691.6887 | 12674.072 | 11380.8612 | 11240.1179 | 11269.6777 | 8992.2313 | 8030.7579 | 7633.699
QLD1 | VPP pump | 0.63139 | 0.71303 | 0.92267 | 1.1414 | 1.1874 | 1.2949 | 1.4609 | 1.5868 | 1.7906 | 1.9339 | 2.0342 | 2.1347 | 2.2131 | 2.2499 | 2.4815 | 2.5124 | 2.5136 | 2.6131 | 2.6617 | 2.6928 | 2.6662 | 2.6884 | 2.562 | 2.6818 | 2.6372
Region | Technology | 2024-25 | 2025-26 | 2026-27 | 2027-28 | 2028-29 | 2029-30 | 2030-31 | 2031-32 | 2032-33 | 2033-34 | 2034-35 | 2035-36 | 2036-37 | 2037-38 | 2038-39 | 2039-40 | 2040-41 | 2041-42 | 2042-43 | 2043-44 | 2044-45 | 2045-46 | 2046-47 | 2047-48 | 2048-49
VIC1 | Grid Battery pump | 33.1255 | 74.5337 | 99.4325 | 92.0931 | 77.8387 | 73.3821 | 65.7077 | 57.2454 | 56.5835 | 55.9469 | 48.0641 | 45.993 | 45.5805 | 39.1881 | 37.5906 | 34.2922 | 29.4961 | 26.5752 | 25.8127 | 22.7111 | 21.3822 | 20.6596 | 16.7369 | 16.3605 | 15.4963
VIC1 | PHES Pump | 0 | 0 | 0 | 0 | 0 | 0 | 0 | 0 | 0 | 0 | 0 | 0 | 0 | 0 | 0 | 0 | 0 | 0 | 0 | 0 | 0 | 0 | 0 | 0 | 0
VIC1 | VPP pump | 1.4243 | 1.4156 | 1.8505 | 2.1612 | 2.233 | 2.6452 | 2.6494 | 2.6852 | 3.0289 | 3.4955 | 3.2668 | 3.4893 | 3.8727 | 3.7031 | 3.9605 | 3.9577 | 3.7966 | 4.1416 | 4.31 | 4.3556 | 4.414 | 4.5427 | 3.9845 | 4.1515 | 4.1943
Region | Technology | 2024-25 | 2025-26 | 2026-27 | 2027-28 | 2028-29 | 2029-30 | 2030-31 | 2031-32 | 2032-33 | 2033-34 | 2034-35 | 2035-36 | 2036-37 | 2037-38 | 2038-39 | 2039-40 | 2040-41 | 2041-42 | 2042-43 | 2043-44 | 2044-45 | 2045-46 | 2046-47 | 2047-48 | 2048-49
SA1 | Grid Battery pump | 34.1496 | 32.4465 | 32.9211 | 29.0377 | 26.2297 | 23.5398 | 21.8015 | 18.4246 | 19.5505 | 18.6598 | 15.6679 | 14.4594 | 14.3951 | 13.3212 | 12.4259 | 11.7817 | 10.2756 | 9.782 | 9.6306 | 6.2381 | 2.0051 | 1.922 | 1.6879 | 1.6108 | 0.87718
SA1 | PHES Pump | 0 | 0 | 0 | 0 | 0 | 0 | 0 | 0 | 0 | 0 | 0 | 0 | 0 | 0 | 0 | 0 | 0 | 0 | 0 | 0 | 0 | 0 | 0 | 0 | 0
SA1 | VPP pump | 5.8104 | 4.8715 | 5.2344 | 5.0145 | 4.9428 | 4.9745 | 4.9668 | 4.5495 | 5.1787 | 5.3041 | 4.987 | 4.9606 | 5.2228 | 5.1489 | 5.1126 | 5.0854 | 4.6852 | 4.7135 | 4.8322 | 4.6033 | 4.4439 | 4.6373 | 4.2597 | 4.2251 | 4.0999
Region | Technology | 2024-25 | 2025-26 | 2026-27 | 2027-28 | 2028-29 | 2029-30 | 2030-31 | 2031-32 | 2032-33 | 2033-34 | 2034-35 | 2035-36 | 2036-37 | 2037-38 | 2038-39 | 2039-40 | 2040-41 | 2041-42 | 2042-43 | 2043-44 | 2044-45 | 2045-46 | 2046-47 | 2047-48 | 2048-49
TAS1 | Grid Battery pump | 0 | 0 | 0 | 0 | 0 | 0 | 0 | 0 | 0 | 0 | 0 | 0 | 0 | 0 | 0 | 0 | 0 | 0 | 0 | 0 | 0 | 0 | 0 | 0 | 0
TAS1 | PHES Pump | 0 | 0 | 0 | 0 | 0 | 0 | 0 | 0 | 0 | 0 | 0 | 0 | 0 | 0 | 0 | 0 | 0 | 0 | 0 | 0 | 0 | 0 | 0 | 0 | 0
TAS1 | VPP pump | 0.0031185 | 0.0079621 | 0.050142 | 0.086196 | 0.074518 | 0.094386 | 0.099763 | 0.10677 | 0.11036 | 0.10683 | 0.12706 | 0.14164 | 0.19504 | 0.18081 | 0.18543 | 0.21244 | 0.18488 | 0.2025 | 0.20604 | 0.20602 | 0.1952 | 0.19595 | 0.1914 | 0.18069 | 0.21859

## BaseCase_FOM Cost
FOM cost by technology ($000s) - BaseCase, Progressive Change Scenario
FOM | Real June 2023 dollars discounted to 1 July 2023. For new entrant capacity, the FOM is incurred annually in modelling. FOM costs do not include FOM of existing, committed and anticipated generators since there will be no difference in these costs between the Base Case and option case.
Explicitly modelled generation
Region | Technology | 2024-25 | 2025-26 | 2026-27 | 2027-28 | 2028-29 | 2029-30 | 2030-31 | 2031-32 | 2032-33 | 2033-34 | 2034-35 | 2035-36 | 2036-37 | 2037-38 | 2038-39 | 2039-40 | 2040-41 | 2041-42 | 2042-43 | 2043-44 | 2044-45 | 2045-46 | 2046-47 | 2047-48 | 2048-49
NEM | Black Coal | 0 | 0 | 0 | 0 | 0 | 0 | 0 | 0 | 0 | 0 | 0 | 0 | 0 | 0 | 0 | 0 | 0 | 0 | 0 | 0 | 0 | 0 | 0 | 0 | 0
NEM | Brown Coal | 0 | 0 | 0 | 0 | 0 | 0 | 0 | 0 | 0 | 0 | 0 | 0 | 0 | 0 | 0 | 0 | 0 | 0 | 0 | 0 | 0 | 0 | 0 | 0 | 0
NEM | CCGT | 0 | 4.6101e-05 | 4.3085e-05 | 4.0373e-05 | 3.7625e-05 | 3.5164e-05 | 0.0010844 | 0.0010722 | 0.0011199 | 0.0012832 | 0.0013119 | 0.0012364 | 0.0011827 | 0.0017984 | 0.0016831 | 0.0016304 | 0.0018462 | 0.0021597 | 0.0023291 | 0.002426 | 0.0022769 | 0.0022976 | 0.0027552 | 0.0027169 | 0.0026274
NEM | Gas - Steam | 0 | 0 | 0 | 0 | 0 | 0 | 0 | 0 | 0 | 0 | 0 | 0 | 0 | 0 | 0 | 0 | 0 | 0 | 0 | 0 | 0 | 0 | 0 | 0 | 0
NEM | OCGT / Diesel | 0 | 0.0033213 | 0.0033047 | 0.0034125 | 0.0042032 | 0.004145 | 0.004407 | 0.0043729 | 0.004416 | 0.0044839 | 0.0049105 | 0.0048254 | 0.0046987 | 2943.1866 | 2750.6418 | 2577.4975 | 2402.0721 | 4031.8657 | 3768.0989 | 4099.4065 | 7930.4709 | 7411.6552 | 8065.8736 | 9220.6844 | 10605.6032
NEM | Hydro | 0 | 0 | 0 | 0 | 0 | 0 | 0 | 0 | 0 | 0 | 0 | 0 | 0 | 0 | 0 | 0 | 0 | 0 | 0 | 0 | 0 | 0 | 0 | 0 | 0
NEM | Hydrogen Turbine | 0 | 0 | 0 | 0 | 0 | 0 | 0 | 0 | 0 | 0 | 0 | 0 | 0 | 0 | 0 | 0 | 0 | 0 | 0 | 0 | 0 | 0 | 0 | 0 | 0
NEM | Wind | 0 | 106418.1257 | 192267.2391 | 299989.8758 | 328875.2128 | 523230.3221 | 493545.8638 | 488097.5555 | 521270.6887 | 543540.3865 | 608560.643 | 594998.4291 | 620278.4239 | 641172.2183 | 656677.5743 | 669176.5427 | 625890.9349 | 598126.5582 | 563551.3985 | 530070.9209 | 493994.0711 | 472578.8698 | 454507.8769 | 427955.1563 | 404100.9129
NEM | Solar PV | 0 | 0.12245 | 21477.2687 | 47174.1424 | 127741.7128 | 139112.2029 | 130011.4047 | 121827.5885 | 113535.9505 | 112439.2862 | 121279.9777 | 120761.5131 | 112542.4322 | 105179.8441 | 98298.9199 | 92111.3065 | 86458.1618 | 84850.1074 | 84979.7046 | 86372.1667 | 80719.5534 | 84049.6446 | 86177.6526 | 88483.2876 | 84326.8321
NEM | Grid Battery | 0 | 0.049516 | 16023.4017 | 32001.8138 | 29823.7565 | 35776.3886 | 33435.8777 | 33448.5302 | 33142.5408 | 33011.0376 | 36270.4982 | 33987.3828 | 31674.1878 | 29602.047 | 27665.4654 | 25924.0117 | 24159.6179 | 22579.1086 | 21496.6979 | 20143.5525 | 22475.6435 | 21144.0314 | 25048.8881 | 27672.1518 | 25788.7753
NEM | PHES | 0 | 0 | 0 | 0 | 43173.3811 | 70893.6041 | 66255.7071 | 62085.115 | 57859.5758 | 54074.3707 | 50536.7959 | 47355.6609 | 44132.6164 | 41245.4387 | 38547.1392 | 36120.7187 | 33662.3333 | 31877.4649 | 29792.0268 | 28005.4738 | 26099.4139 | 24391.9824 | 22796.2471 | 21511.1746 | 20047.1151
NEM | VPP | 0 | 0 | 0 | 0 | 0 | 0 | 0 | 0 | 0 | 0 | 0 | 0 | 0 | 0 | 0 | 0 | 0 | 0 | 0 | 0 | 0 | 0 | 0 | 0 | 0
Total excluding storage |  | 0 | 106418.301 | 229767.9129 | 379165.8355 | 529614.0675 | 769012.5219 | 723248.8588 | 705458.7947 | 725808.7614 | 743065.0867 | 816647.921 | 797102.9919 | 808627.6662 | 820142.7366 | 823939.7423 | 825910.0788 | 772573.1218 | 741465.107 | 703587.9291 | 668691.5229 | 631219.1551 | 609576.1857 | 596596.541 | 574842.4575 | 544869.2412
Region | Technology | 2024-25 | 2025-26 | 2026-27 | 2027-28 | 2028-29 | 2029-30 | 2030-31 | 2031-32 | 2032-33 | 2033-34 | 2034-35 | 2035-36 | 2036-37 | 2037-38 | 2038-39 | 2039-40 | 2040-41 | 2041-42 | 2042-43 | 2043-44 | 2044-45 | 2045-46 | 2046-47 | 2047-48 | 2048-49
NSW1 | Black Coal | 0 | 0 | 0 | 0 | 0 | 0 | 0 | 0 | 0 | 0 | 0 | 0 | 0 | 0 | 0 | 0 | 0 | 0 | 0 | 0 | 0 | 0 | 0 | 0 | 0
NSW1 | Brown Coal | 0 | 0 | 0 | 0 | 0 | 0 | 0 | 0 | 0 | 0 | 0 | 0 | 0 | 0 | 0 | 0 | 0 | 0 | 0 | 0 | 0 | 0 | 0 | 0 | 0
NSW1 | CCGT | 0 | 9.77e-06 | 9.1309e-06 | 8.5561e-06 | 7.9738e-06 | 7.4521e-06 | 0.00023973 | 0.00022704 | 0.00023045 | 0.00025838 | 0.00027372 | 0.00025649 | 0.00024758 | 0.00048038 | 0.00044955 | 0.00042166 | 0.00050489 | 0.00055326 | 0.00061768 | 0.00058022 | 0.00054073 | 0.00066737 | 0.00068685 | 0.00073043 | 0.00068179
NSW1 | Gas - Steam | 0 | 0 | 0 | 0 | 0 | 0 | 0 | 0 | 0 | 0 | 0 | 0 | 0 | 0 | 0 | 0 | 0 | 0 | 0 | 0 | 0 | 0 | 0 | 0 | 0
NSW1 | OCGT / Diesel | 0 | 0.00089054 | 0.00083903 | 0.00079579 | 0.00088278 | 0.00090421 | 0.00092611 | 0.00090118 | 0.00088728 | 0.00090709 | 0.00094249 | 0.00093151 | 0.00093391 | 1622.8714 | 1516.7023 | 1421.2306 | 1324.501 | 1237.8514 | 1156.8705 | 1084.0491 | 1010.2682 | 944.176 | 882.4075 | 2489.3949 | 2319.9659
NSW1 | Hydro | 0 | 0 | 0 | 0 | 0 | 0 | 0 | 0 | 0 | 0 | 0 | 0 | 0 | 0 | 0 | 0 | 0 | 0 | 0 | 0 | 0 | 0 | 0 | 0 | 0
NSW1 | Hydrogen Turbine | 0 | 0 | 0 | 0 | 0 | 0 | 0 | 0 | 0 | 0 | 0 | 0 | 0 | 0 | 0 | 0 | 0 | 0 | 0 | 0 | 0 | 0 | 0 | 0 | 0
NSW1 | Wind | 0 | 44104.6468 | 95098.211 | 140993.7616 | 157328.2335 | 163296.0282 | 152613.1105 | 143006.5849 | 133273.4945 | 124554.6677 | 116406.2316 | 109078.8176 | 101654.8659 | 95004.548 | 88789.2973 | 83200.2845 | 77537.6379 | 72465.0832 | 67724.378 | 63461.3372 | 59142.132 | 58716.0286 | 62493.5865 | 58559.8099 | 56982.7298
NSW1 | Solar PV | 0 | 0.010644 | 21477.1544 | 45284.6933 | 117822.9612 | 124820.4352 | 116654.6123 | 109311.5635 | 101871.7709 | 95207.2625 | 88978.7502 | 83377.8117 | 77703.0815 | 72619.7027 | 67868.8811 | 63596.7442 | 59268.3244 | 55390.9601 | 51767.2702 | 48604.8269 | 45296.7633 | 44751.9626 | 43424.4022 | 43041.4227 | 40153.0956
NSW1 | Grid Battery | 0 | 0.032123 | 13681.8639 | 29180.1998 | 27194.1827 | 32943.8331 | 30788.6291 | 28850.5798 | 26886.9969 | 25128.0346 | 23484.1447 | 22005.8902 | 20508.1599 | 19166.5048 | 17912.6215 | 16785.0781 | 15642.6818 | 14619.3431 | 13662.9468 | 12802.9089 | 11931.5587 | 11151.0274 | 11283.7388 | 14773.4697 | 13767.9825
NSW1 | PHES | 0 | 0 | 0 | 0 | 24378.1798 | 31622.6299 | 29553.8598 | 27693.5354 | 25808.7014 | 24120.2818 | 22542.3195 | 21123.3499 | 19685.6855 | 18397.8369 | 17194.2401 | 16111.9157 | 15015.3318 | 14033.0204 | 13114.9725 | 12289.4254 | 11453.0021 | 10703.7468 | 10003.5018 | 9373.8137 | 8735.8281
NSW1 | VPP | 0 | 0 | 0 | 0 | 0 | 0 | 0 | 0 | 0 | 0 | 0 | 0 | 0 | 0 | 0 | 0 | 0 | 0 | 0 | 0 | 0 | 0 | 0 | 0 | 0
Total excluding storage |  | 0 | 44104.6905 | 130257.2301 | 215458.6555 | 326723.5581 | 352682.9273 | 329610.2129 | 308862.2647 | 287840.9647 | 269010.2479 | 251411.4471 | 235585.8706 | 219551.794 | 206811.4644 | 193281.7428 | 181115.2535 | 168788.4774 | 157746.2588 | 147426.4386 | 138242.5481 | 128833.7248 | 126266.9423 | 128087.6376 | 128237.9118 | 121959.6025
Region | Technology | 2024-25 | 2025-26 | 2026-27 | 2027-28 | 2028-29 | 2029-30 | 2030-31 | 2031-32 | 2032-33 | 2033-34 | 2034-35 | 2035-36 | 2036-37 | 2037-38 | 2038-39 | 2039-40 | 2040-41 | 2041-42 | 2042-43 | 2043-44 | 2044-45 | 2045-46 | 2046-47 | 2047-48 | 2048-49
QLD1 | Black Coal | 0 | 0 | 0 | 0 | 0 | 0 | 0 | 0 | 0 | 0 | 0 | 0 | 0 | 0 | 0 | 0 | 0 | 0 | 0 | 0 | 0 | 0 | 0 | 0 | 0
QLD1 | Brown Coal | 0 | 0 | 0 | 0 | 0 | 0 | 0 | 0 | 0 | 0 | 0 | 0 | 0 | 0 | 0 | 0 | 0 | 0 | 0 | 0 | 0 | 0 | 0 | 0 | 0
QLD1 | CCGT | 0 | 9.119e-06 | 8.5224e-06 | 7.986e-06 | 7.4424e-06 | 6.9555e-06 | 0.0001957 | 0.00020997 | 0.00022353 | 0.00026026 | 0.00030356 | 0.00028495 | 0.00026759 | 0.0005122 | 0.00047869 | 0.0004491 | 0.00054984 | 0.00051387 | 0.00068985 | 0.00064845 | 0.00060724 | 0.00057377 | 0.00080823 | 0.00075774 | 0.00078765
QLD1 | Gas - Steam | 0 | 0 | 0 | 0 | 0 | 0 | 0 | 0 | 0 | 0 | 0 | 0 | 0 | 0 | 0 | 0 | 0 | 0 | 0 | 0 | 0 | 0 | 0 | 0 | 0
QLD1 | OCGT / Diesel | 0 | 0.00061372 | 0.00061828 | 0.00065619 | 0.00082298 | 0.00080915 | 0.00086615 | 0.00086709 | 0.00087959 | 0.00089018 | 0.00116 | 0.0011078 | 0.0010441 | 526.7868 | 492.3241 | 461.3338 | 429.9352 | 401.8087 | 375.5221 | 351.8842 | 327.9351 | 306.4814 | 1425.5242 | 1335.7919 | 3257.3596
QLD1 | Hydro | 0 | 0 | 0 | 0 | 0 | 0 | 0 | 0 | 0 | 0 | 0 | 0 | 0 | 0 | 0 | 0 | 0 | 0 | 0 | 0 | 0 | 0 | 0 | 0 | 0
QLD1 | Hydrogen Turbine | 0 | 0 | 0 | 0 | 0 | 0 | 0 | 0 | 0 | 0 | 0 | 0 | 0 | 0 | 0 | 0 | 0 | 0 | 0 | 0 | 0 | 0 | 0 | 0 | 0
QLD1 | Wind | 0 | 51129.1064 | 74997.3419 | 115203.7901 | 107362.9717 | 113370.3439 | 105953.5924 | 99284.14 | 92526.8186 | 86473.6628 | 82242.8796 | 77065.9437 | 71820.8024 | 67122.2474 | 62731.0728 | 58782.345 | 54781.601 | 64379.5153 | 64722.3839 | 62641.6563 | 58378.2379 | 61424.6304 | 60751.7983 | 56997.77 | 55982.5197
QLD1 | Solar PV | 0 | 0.0042041 | 0.0061353 | 0.009267 | 1146.2964 | 6093.2112 | 5694.5899 | 5336.1331 | 4972.954 | 10978.5415 | 26456.8515 | 24791.4742 | 23104.1558 | 21592.6692 | 20180.0648 | 18909.7922 | 18238.7719 | 21093.6647 | 25394.2257 | 30441.2473 | 28369.4029 | 30167.3066 | 31532.3055 | 33781.4036 | 31529.5195
QLD1 | Grid Battery | 0 | 0.004675 | 0.015433 | 0.014484 | 0.013498 | 0.012623 | 0.011803 | 0.011082 | 0.010359 | 0.009708 | 0.009127 | 0.0086045 | 0.0081026 | 0.0078488 | 0.0074615 | 0.0071174 | 0.0073906 | 0.0086825 | 394.7257 | 369.8793 | 2562.7352 | 2395.0801 | 4189.0364 | 3925.3498 | 3658.1889
QLD1 | PHES | 0 | 0 | 0 | 0 | 10311.072 | 20484.871 | 19144.7393 | 17939.637 | 16718.6575 | 15624.9137 | 14602.7231 | 13683.5267 | 12752.22 | 11917.9627 | 11138.2829 | 10437.1624 | 9726.8047 | 9090.4717 | 8495.7713 | 7960.9888 | 7419.1649 | 6933.7991 | 6480.1878 | 6072.28 | 5658.9981
QLD1 | VPP | 0 | 0 | 0 | 0 | 0 | 0 | 0 | 0 | 0 | 0 | 0 | 0 | 0 | 0 | 0 | 0 | 0 | 0 | 0 | 0 | 0 | 0 | 0 | 0 | 0
Total excluding storage |  | 0 | 51129.1159 | 74997.3641 | 115203.8145 | 118820.3544 | 139948.4395 | 130792.9345 | 122559.9223 | 114218.4416 | 113077.1288 | 123302.4648 | 115540.9546 | 107677.1876 | 101159.6745 | 94541.7525 | 88590.641 | 83177.1208 | 94965.4696 | 99382.6294 | 101765.6565 | 97057.4767 | 101227.2982 | 104378.8531 | 102112.596 | 100086.5865
Region | Technology | 2024-25 | 2025-26 | 2026-27 | 2027-28 | 2028-29 | 2029-30 | 2030-31 | 2031-32 | 2032-33 | 2033-34 | 2034-35 | 2035-36 | 2036-37 | 2037-38 | 2038-39 | 2039-40 | 2040-41 | 2041-42 | 2042-43 | 2043-44 | 2044-45 | 2045-46 | 2046-47 | 2047-48 | 2048-49
VIC1 | Black Coal | 0 | 0 | 0 | 0 | 0 | 0 | 0 | 0 | 0 | 0 | 0 | 0 | 0 | 0 | 0 | 0 | 0 | 0 | 0 | 0 | 0 | 0 | 0 | 0 | 0
VIC1 | Brown Coal | 0 | 0 | 0 | 0 | 0 | 0 | 0 | 0 | 0 | 0 | 0 | 0 | 0 | 0 | 0 | 0 | 0 | 0 | 0 | 0 | 0 | 0 | 0 | 0 | 0
VIC1 | CCGT | 0 | 9.2476e-06 | 8.6426e-06 | 8.0985e-06 | 7.5474e-06 | 7.0536e-06 | 0.0002296 | 0.00022417 | 0.00024136 | 0.00030396 | 0.00028407 | 0.00026619 | 0.00024808 | 0.00026062 | 0.00024446 | 0.00025822 | 0.00028259 | 0.00039161 | 0.00036599 | 0.00044121 | 0.000416 | 0.00038931 | 0.00049395 | 0.00049359 | 0.00046093
VIC1 | Gas - Steam | 0 | 0 | 0 | 0 | 0 | 0 | 0 | 0 | 0 | 0 | 0 | 0 | 0 | 0 | 0 | 0 | 0 | 0 | 0 | 0 | 0 | 0 | 0 | 0 | 0
VIC1 | OCGT / Diesel | 0 | 0.00061264 | 0.00062041 | 0.00065635 | 0.00084455 | 0.00081233 | 0.00087314 | 0.00087016 | 0.00088466 | 0.00091193 | 0.00095899 | 0.00094549 | 0.00091105 | 0.00098432 | 0.00093399 | 0.00093773 | 0.00098011 | 0.0026123 | 0.0024506 | 0.0076289 | 2912.6355 | 2722.0893 | 2544.0087 | 2383.8712 | 2221.6239
VIC1 | Hydro | 0 | 0 | 0 | 0 | 0 | 0 | 0 | 0 | 0 | 0 | 0 | 0 | 0 | 0 | 0 | 0 | 0 | 0 | 0 | 0 | 0 | 0 | 0 | 0 | 0
VIC1 | Hydrogen Turbine | 0 | 0 | 0 | 0 | 0 | 0 | 0 | 0 | 0 | 0 | 0 | 0 | 0 | 0 | 0 | 0 | 0 | 0 | 0 | 0 | 0 | 0 | 0 | 0 | 0
VIC1 | Wind | 0 | 11184.3482 | 10452.6623 | 12669.9465 | 11807.6414 | 193103.1167 | 180470.205 | 194729.0447 | 238994.2432 | 277034.1591 | 358063.0283 | 360268.8667 | 401524.6553 | 436729.4387 | 465609.5231 | 490135.6356 | 456776.7908 | 426894.197 | 398966.5393 | 373852.8237 | 348408.2378 | 325615.1825 | 304313.2548 | 285447.5989 | 266019.9114
VIC1 | Solar PV | 0 | 0.10203 | 0.095836 | 0.090189 | 0.087347 | 0.081822 | 0.076479 | 0.071681 | 0.066928 | 0.062711 | 0.058669 | 0.05498 | 0.051242 | 0.047919 | 0.044792 | 0.042066 | 0.039265 | 0.037013 | 0.034679 | 0.034016 | 0.033105 | 0.046205 | 419.5686 | 1538.9983 | 3211.6241
VIC1 | Grid Battery | 0 | 0.0064839 | 0.021576 | 0.025061 | 0.023363 | 375.0299 | 350.4952 | 2445.7703 | 4249.8417 | 6008.5145 | 11034.4946 | 10339.9072 | 9636.1687 | 9005.7653 | 8416.6032 | 7886.804 | 7350.0248 | 6869.1865 | 6419.8006 | 6015.6951 | 5606.2667 | 5239.5055 | 4896.7598 | 4588.5243 | 4276.2276
VIC1 | PHES | 0 | 0 | 0 | 0 | 8484.1226 | 18786.0962 | 17557.0993 | 16451.9339 | 15332.2082 | 14329.1666 | 13391.7445 | 12548.7754 | 11694.7003 | 10929.6264 | 10214.6042 | 9571.6263 | 8920.1773 | 8336.6143 | 7791.2283 | 7300.7945 | 6803.8993 | 6358.7844 | 5942.7892 | 5568.7089 | 5189.7002
VIC1 | VPP | 0 | 0 | 0 | 0 | 0 | 0 | 0 | 0 | 0 | 0 | 0 | 0 | 0 | 0 | 0 | 0 | 0 | 0 | 0 | 0 | 0 | 0 | 0 | 0 | 0
Total excluding storage |  | 0 | 11184.4574 | 10452.7804 | 12670.0625 | 20291.8755 | 212264.3255 | 198377.8771 | 213626.8217 | 258576.3611 | 297371.904 | 382489.3272 | 383157.6054 | 422855.5767 | 456664.8796 | 484240.7765 | 507594.1092 | 473047.0333 | 442100.0379 | 413177.6058 | 387169.3554 | 363731.0728 | 339935.6082 | 318116.3816 | 299527.702 | 280919.0876
Region | Technology | 2024-25 | 2025-26 | 2026-27 | 2027-28 | 2028-29 | 2029-30 | 2030-31 | 2031-32 | 2032-33 | 2033-34 | 2034-35 | 2035-36 | 2036-37 | 2037-38 | 2038-39 | 2039-40 | 2040-41 | 2041-42 | 2042-43 | 2043-44 | 2044-45 | 2045-46 | 2046-47 | 2047-48 | 2048-49
SA1 | Black Coal | 0 | 0 | 0 | 0 | 0 | 0 | 0 | 0 | 0 | 0 | 0 | 0 | 0 | 0 | 0 | 0 | 0 | 0 | 0 | 0 | 0 | 0 | 0 | 0 | 0
SA1 | Brown Coal | 0 | 0 | 0 | 0 | 0 | 0 | 0 | 0 | 0 | 0 | 0 | 0 | 0 | 0 | 0 | 0 | 0 | 0 | 0 | 0 | 0 | 0 | 0 | 0 | 0
SA1 | CCGT | 0 | 9.3382e-06 | 8.7273e-06 | 8.178e-06 | 7.6214e-06 | 7.1228e-06 | 0.0002231 | 0.00021586 | 0.00022983 | 0.00027062 | 0.0002684 | 0.00025151 | 0.00023439 | 0.00035222 | 0.00032917 | 0.00030945 | 0.00032098 | 0.00049432 | 0.00046198 | 0.00055328 | 0.00051666 | 0.00048317 | 0.00058962 | 0.00055395 | 0.00051685
SA1 | Gas - Steam | 0 | 0 | 0 | 0 | 0 | 0 | 0 | 0 | 0 | 0 | 0 | 0 | 0 | 0 | 0 | 0 | 0 | 0 | 0 | 0 | 0 | 0 | 0 | 0 | 0
SA1 | OCGT / Diesel | 0 | 0.00061821 | 0.00063537 | 0.00067369 | 0.00085181 | 0.00081656 | 0.00087764 | 0.00087316 | 0.00089499 | 0.00090572 | 0.00098476 | 0.00096968 | 0.00093188 | 793.5265 | 741.6136 | 694.9313 | 647.634 | 2392.2014 | 2235.7023 | 2663.4637 | 3679.6301 | 3438.9067 | 3213.9315 | 3011.6244 | 2806.6519
SA1 | Hydro | 0 | 0 | 0 | 0 | 0 | 0 | 0 | 0 | 0 | 0 | 0 | 0 | 0 | 0 | 0 | 0 | 0 | 0 | 0 | 0 | 0 | 0 | 0 | 0 | 0
SA1 | Hydrogen Turbine | 0 | 0 | 0 | 0 | 0 | 0 | 0 | 0 | 0 | 0 | 0 | 0 | 0 | 0 | 0 | 0 | 0 | 0 | 0 | 0 | 0 | 0 | 0 | 0 | 0
SA1 | Wind | 0 | 0.011698 | 4797.3055 | 18214.6228 | 32291.7234 | 31323.7826 | 29274.5632 | 27431.8196 | 25564.7981 | 23892.3348 | 22329.285 | 20923.7253 | 19499.6476 | 18223.9702 | 17031.7484 | 15959.6527 | 14873.4326 | 13900.4051 | 12991.034 | 12173.289 | 11344.7759 | 11196.2171 | 12344.7399 | 13264.7873 | 12361.9809
SA1 | Solar PV | 0 | 0.0046664 | 0.01057 | 1889.3479 | 8772.366 | 8198.4729 | 7662.1242 | 7179.8171 | 6691.1557 | 6253.4166 | 5844.3146 | 5476.433 | 5103.7046 | 4769.8175 | 4457.7734 | 4177.1704 | 3892.8704 | 3638.1968 | 3400.1844 | 3186.1676 | 3195.2258 | 5524.6017 | 7431.5373 | 6963.745 | 6489.7901
SA1 | Grid Battery | 0 | 0.00361 | 2341.4974 | 2821.571 | 2629.5336 | 2457.5099 | 2296.7382 | 2152.1657 | 2005.6884 | 1874.4752 | 1751.846 | 1641.5728 | 1529.8467 | 1429.7634 | 1336.2276 | 1252.1163 | 1166.8969 | 1090.5586 | 1019.2138 | 955.0576 | 2375.0716 | 2358.4078 | 4679.343 | 4384.7932 | 4086.3624
SA1 | PHES | 0 | 0 | 0 | 0 | 0 | 0 | 0 | 0 | 0 | 0 | 0 | 0 | 0 | 0 | 0 | 0 | 0 | 0 | 0 | 0 | 0 | 0 | 0 | 0 | 0
SA1 | VPP | 0 | 0 | 0 | 0 | 0 | 0 | 0 | 0 | 0 | 0 | 0 | 0 | 0 | 0 | 0 | 0 | 0 | 0 | 0 | 0 | 0 | 0 | 0 | 0 | 0
Total excluding storage |  | 0 | 0.020602 | 7138.8141 | 22925.5424 | 43693.6239 | 41979.7663 | 39233.4268 | 36763.8035 | 34261.6433 | 32020.2277 | 29925.4469 | 28041.7323 | 26133.2001 | 25217.078 | 23567.3633 | 22083.871 | 20580.8341 | 21021.3624 | 19646.1349 | 18977.9785 | 20594.7039 | 22518.1336 | 27669.5522 | 27624.9505 | 25744.7859
Region | Technology | 2024-25 | 2025-26 | 2026-27 | 2027-28 | 2028-29 | 2029-30 | 2030-31 | 2031-32 | 2032-33 | 2033-34 | 2034-35 | 2035-36 | 2036-37 | 2037-38 | 2038-39 | 2039-40 | 2040-41 | 2041-42 | 2042-43 | 2043-44 | 2044-45 | 2045-46 | 2046-47 | 2047-48 | 2048-49
TAS1 | Black Coal | 0 | 0 | 0 | 0 | 0 | 0 | 0 | 0 | 0 | 0 | 0 | 0 | 0 | 0 | 0 | 0 | 0 | 0 | 0 | 0 | 0 | 0 | 0 | 0 | 0
TAS1 | Brown Coal | 0 | 0 | 0 | 0 | 0 | 0 | 0 | 0 | 0 | 0 | 0 | 0 | 0 | 0 | 0 | 0 | 0 | 0 | 0 | 0 | 0 | 0 | 0 | 0 | 0
TAS1 | CCGT | 0 | 8.626e-06 | 8.0616e-06 | 7.5542e-06 | 7.04e-06 | 6.5795e-06 | 0.00019624 | 0.00019521 | 0.00019473 | 0.00018998 | 0.00018217 | 0.00017723 | 0.00018507 | 0.00019296 | 0.00018121 | 0.00019201 | 0.00018785 | 0.00020666 | 0.00019358 | 0.00020287 | 0.0001963 | 0.00018398 | 0.00017661 | 0.0001812 | 0.0001802
TAS1 | Gas - Steam | 0 | 0 | 0 | 0 | 0 | 0 | 0 | 0 | 0 | 0 | 0 | 0 | 0 | 0 | 0 | 0 | 0 | 0 | 0 | 0 | 0 | 0 | 0 | 0 | 0
TAS1 | OCGT / Diesel | 0 | 0.00058614 | 0.00059156 | 0.00063045 | 0.0008011 | 0.00080275 | 0.00086399 | 0.00086128 | 0.00086953 | 0.00086901 | 0.00086428 | 0.00087089 | 0.00087779 | 0.00091001 | 0.00087821 | 0.00089324 | 0.00090461 | 0.0016612 | 0.0015626 | 0.0019666 | 0.0019437 | 0.0018268 | 0.0017189 | 0.0020904 | 0.0019616
TAS1 | Hydro | 0 | 0 | 0 | 0 | 0 | 0 | 0 | 0 | 0 | 0 | 0 | 0 | 0 | 0 | 0 | 0 | 0 | 0 | 0 | 0 | 0 | 0 | 0 | 0 | 0
TAS1 | Hydrogen Turbine | 0 | 0 | 0 | 0 | 0 | 0 | 0 | 0 | 0 | 0 | 0 | 0 | 0 | 0 | 0 | 0 | 0 | 0 | 0 | 0 | 0 | 0 | 0 | 0 | 0
TAS1 | Wind | 0 | 0.012565 | 6921.7184 | 12907.7547 | 20084.6427 | 22137.0506 | 25234.3927 | 23645.9663 | 30911.3344 | 31585.5621 | 29519.2185 | 27661.0759 | 25778.4527 | 24092.014 | 22515.9327 | 21098.6248 | 21921.4726 | 20487.3576 | 19147.0633 | 17941.8148 | 16720.6875 | 15626.8112 | 14604.4974 | 13685.1902 | 12753.7711
TAS1 | Solar PV | 0 | 0.00091019 | 0.0017711 | 0.001798 | 0.0019241 | 0.0018089 | 0.0018329 | 0.0031277 | 0.0030354 | 0.002934 | 0.002756 | 7115.7393 | 6631.439 | 6197.6067 | 5792.1558 | 5427.5577 | 5058.1558 | 4727.2487 | 4417.9895 | 4139.8909 | 3858.1283 | 3605.7275 | 3369.839 | 3157.718 | 2942.8027
TAS1 | Grid Battery | 0 | 0.0026237 | 0.003347 | 0.0034886 | 0.0033208 | 0.003148 | 0.0032548 | 0.0033634 | 0.0034942 | 0.0035879 | 0.0037944 | 0.0039482 | 0.0043655 | 0.0055391 | 0.0056529 | 0.0061865 | 0.0070948 | 0.011677 | 0.011023 | 0.011621 | 0.011329 | 0.010601 | 0.010019 | 0.014789 | 0.013924
TAS1 | PHES | 0 | 0 | 0 | 0 | 0.0068606 | 0.0070737 | 0.0086644 | 0.0087332 | 0.0087253 | 0.0086805 | 0.0088252 | 0.008853 | 0.01057 | 0.012677 | 0.011975 | 0.014329 | 0.019579 | 417.3585 | 390.0547 | 454.265 | 423.3476 | 395.652 | 369.7683 | 496.3719 | 462.5888
TAS1 | VPP | 0 | 0 | 0 | 0 | 0 | 0 | 0 | 0 | 0 | 0 | 0 | 0 | 0 | 0 | 0 | 0 | 0 | 0 | 0 | 0 | 0 | 0 | 0 | 0 | 0
Total excluding storage |  | 0 | 0.016694 | 6921.7241 | 12907.7606 | 20084.6556 | 22137.0634 | 25234.4075 | 23645.9826 | 30911.3507 | 31585.5783 | 29519.235 | 34776.829 | 32409.9078 | 30289.64 | 28308.1072 | 26526.2041 | 26979.6562 | 25631.9783 | 23955.1203 | 22535.9844 | 21002.1769 | 19628.2033 | 18344.1165 | 17339.2972 | 16159.1787

## BaseCase_Fuel Cost
Fuel cost by technology ($000s) - BaseCase, Progressive Change Scenario
Fuel | Real June 2023 dollars discounted to 1 July 2023
Explicitly modelled generation
Region | Technology | 2024-25 | 2025-26 | 2026-27 | 2027-28 | 2028-29 | 2029-30 | 2030-31 | 2031-32 | 2032-33 | 2033-34 | 2034-35 | 2035-36 | 2036-37 | 2037-38 | 2038-39 | 2039-40 | 2040-41 | 2041-42 | 2042-43 | 2043-44 | 2044-45 | 2045-46 | 2046-47 | 2047-48 | 2048-49
NEM | Black Coal | 2049172.342 | 1335119.778 | 1228782.956 | 907115.189 | 641158.887 | 364473.852 | 282303.518 | 250026.537 | 210446.694 | 211032.193 | 179823.472 | 150238.622 | 134392.588 | 129430.955 | 138543.885 | 124117.387 | 49099.589 | 45142.0095 | 44587.367 | 41043.772 | 36994.0785 | 32719.5875 | 31956.644 | 29661.2135 | 25452.5062
NEM | Brown Coal | 241985.298 | 188479.16 | 148156.056 | 141734.813 | 90639.581 | 79934.038 | 80894.209 | 71298.581 | 72243.306 | 29345.477 | 10346.707 | 11803.609 | 8743.447 | 9822.641 | 10483.898 | 9430.374 | 8508.511 | 8450.263 | 7947.6875 | 7465.369 | 6707.453 | 1537.7865 | 4668.1575 | 0 | 0
NEM | CCGT | 162931.03 | 106812.2875 | 106741.1434 | 104302.3771 | 113976.4856 | 64325.1742 | 64585.1528 | 53991.3342 | 61164.9597 | 82589.4218 | 172688.096 | 118619.4117 | 96208.8068 | 106172.7424 | 111345.1673 | 121539.6665 | 153348.4203 | 133294.6674 | 138266.1623 | 93694.8617 | 79159.6748 | 41721.2231 | 24901.2813 | 24897.224 | 23918.3771
NEM | Gas - Steam | 7345.5672 | 470850.576 | 217632.832 | 170274.912 | 196675.376 | 117010.68 | 0.0037673 | 144.6128 | 400.2243 | 2104.6302 | 13538.174 | 8891.669 | 5864.845 | 16184.104 | 4436.3725 | 0 | 0 | 0 | 0 | 0 | 0 | 0 | 0 | 0 | 0
NEM | OCGT / Diesel | 30135.8041 | 35683.5471 | 30173.2393 | 21383.4318 | 55557.8497 | 21572.1004 | 2711.5854 | 826.1372 | 3486.8732 | 11670.2817 | 64244.9812 | 45614.9212 | 31359.8675 | 80991.0266 | 27789.3675 | 87092.1073 | 265312.9054 | 248284.9278 | 180242.8554 | 324010.3823 | 239716.424 | 301057.7556 | 243787.844 | 269284.5044 | 315769.3344
NEM | Hydro | 0 | 0 | 0 | 0 | 0 | 0 | 0 | 0 | 0 | 0 | 0 | 0 | 0 | 0 | 0 | 0 | 0 | 0 | 0 | 0 | 0 | 0 | 0 | 0 | 0
NEM | Hydrogen Turbine | 0 | 0 | 0 | 0 | 0 | 0 | 0 | 0 | 0 | 0 | 0 | 0 | 0 | 0 | 0 | 0 | 0 | 0 | 0 | 0 | 0 | 0 | 0 | 0 | 0
NEM | Wind | 0 | 0 | 0 | 0 | 0 | 0 | 0 | 0 | 0 | 0 | 0 | 0 | 0 | 0 | 0 | 0 | 0 | 0 | 0 | 0 | 0 | 0 | 0 | 0 | 0
NEM | Solar PV | 0 | 0 | 0 | 0 | 0 | 0 | 0 | 0 | 0 | 0 | 0 | 0 | 0 | 0 | 0 | 0 | 0 | 0 | 0 | 0 | 0 | 0 | 0 | 0 | 0
NEM | Grid Battery | 0 | 0 | 0 | 0 | 0 | 0 | 0 | 0 | 0 | 0 | 0 | 0 | 0 | 0 | 0 | 0 | 0 | 0 | 0 | 0 | 0 | 0 | 0 | 0 | 0
NEM | PHES | 0 | 0 | 0 | 0 | 0 | 0 | 0 | 0 | 0 | 0 | 0 | 0 | 0 | 0 | 0 | 0 | 0 | 0 | 0 | 0 | 0 | 0 | 0 | 0 | 0
NEM | VPP | 0 | 0 | 0 | 0 | 0 | 0 | 0 | 0 | 0 | 0 | 0 | 0 | 0 | 0 | 0 | 0 | 0 | 0 | 0 | 0 | 0 | 0 | 0 | 0 | 0
Total excluding storage |  | 2491570.0413 | 2136945.3485 | 1731486.2268 | 1344810.7229 | 1098008.1793 | 647315.8446 | 430494.4689 | 376287.2022 | 347742.0572 | 336742.0037 | 440641.4302 | 335168.2329 | 276569.5543 | 342601.469 | 292598.6903 | 342179.5348 | 476269.4257 | 435171.8677 | 371044.0722 | 466214.385 | 362577.6303 | 377036.3528 | 305313.9268 | 323842.9419 | 365140.2177
Region | Technology | 2024-25 | 2025-26 | 2026-27 | 2027-28 | 2028-29 | 2029-30 | 2030-31 | 2031-32 | 2032-33 | 2033-34 | 2034-35 | 2035-36 | 2036-37 | 2037-38 | 2038-39 | 2039-40 | 2040-41 | 2041-42 | 2042-43 | 2043-44 | 2044-45 | 2045-46 | 2046-47 | 2047-48 | 2048-49
NSW1 | Black Coal | 1093755.216 | 694201.348 | 689598.744 | 526755.492 | 281298.172 | 95187.044 | 98682.696 | 78103.156 | 88488.148 | 105995.772 | 105636.48 | 88433.136 | 82433.428 | 69592.614 | 81281.388 | 75550.832 | 0 | 0 | 0 | 0 | 0 | 0 | 0 | 0 | 0
NSW1 | Brown Coal | 0 | 0 | 0 | 0 | 0 | 0 | 0 | 0 | 0 | 0 | 0 | 0 | 0 | 0 | 0 | 0 | 0 | 0 | 0 | 0 | 0 | 0 | 0 | 0 | 0
NSW1 | CCGT | 371.3773 | 7888.337 | 7827.9149 | 8971.2554 | 22229.8103 | 321.3572 | 3610.6898 | 89.2108 | 4906.9151 | 9385.3227 | 33199.192 | 13811.2372 | 15455.1569 | 18841.8725 | 23513.5277 | 30897.7047 | 40284.8834 | 37338.5699 | 40521.4737 | 0.028079 | 0.025732 | 0.032581 | 0.034272 | 0.036928 | 0.035563
NSW1 | Gas - Steam | 0 | 0 | 0 | 0 | 0 | 0 | 0 | 0 | 0 | 0 | 0 | 0 | 0 | 0 | 0 | 0 | 0 | 0 | 0 | 0 | 0 | 0 | 0 | 0 | 0
NSW1 | OCGT / Diesel | 66.6227 | 6940.7479 | 2172.887 | 537.3911 | 23144.3633 | 5925.1267 | 618.6679 | 36.7522 | 117.1785 | 203.1806 | 18069.9309 | 15809.5015 | 14491.2702 | 26604.0141 | 5661.521 | 34381.4503 | 154674.0389 | 116593.9959 | 100578.5363 | 153751.8811 | 108063.1043 | 114331.3044 | 92503.3803 | 141979.9593 | 130208.7397
NSW1 | Hydro | 0 | 0 | 0 | 0 | 0 | 0 | 0 | 0 | 0 | 0 | 0 | 0 | 0 | 0 | 0 | 0 | 0 | 0 | 0 | 0 | 0 | 0 | 0 | 0 | 0
NSW1 | Hydrogen Turbine | 0 | 0 | 0 | 0 | 0 | 0 | 0 | 0 | 0 | 0 | 0 | 0 | 0 | 0 | 0 | 0 | 0 | 0 | 0 | 0 | 0 | 0 | 0 | 0 | 0
NSW1 | Wind | 0 | 0 | 0 | 0 | 0 | 0 | 0 | 0 | 0 | 0 | 0 | 0 | 0 | 0 | 0 | 0 | 0 | 0 | 0 | 0 | 0 | 0 | 0 | 0 | 0
NSW1 | Solar PV | 0 | 0 | 0 | 0 | 0 | 0 | 0 | 0 | 0 | 0 | 0 | 0 | 0 | 0 | 0 | 0 | 0 | 0 | 0 | 0 | 0 | 0 | 0 | 0 | 0
NSW1 | Grid Battery | 0 | 0 | 0 | 0 | 0 | 0 | 0 | 0 | 0 | 0 | 0 | 0 | 0 | 0 | 0 | 0 | 0 | 0 | 0 | 0 | 0 | 0 | 0 | 0 | 0
NSW1 | PHES | 0 | 0 | 0 | 0 | 0 | 0 | 0 | 0 | 0 | 0 | 0 | 0 | 0 | 0 | 0 | 0 | 0 | 0 | 0 | 0 | 0 | 0 | 0 | 0 | 0
NSW1 | VPP | 0 | 0 | 0 | 0 | 0 | 0 | 0 | 0 | 0 | 0 | 0 | 0 | 0 | 0 | 0 | 0 | 0 | 0 | 0 | 0 | 0 | 0 | 0 | 0 | 0
Total excluding storage |  | 1094193.2159 | 709030.4329 | 699599.5459 | 536264.1384 | 326672.3456 | 101433.5279 | 102912.0536 | 78229.119 | 93512.2416 | 115584.2753 | 156905.6028 | 118053.8746 | 112379.8551 | 115038.5006 | 110456.4367 | 140829.987 | 194958.9223 | 153932.5658 | 141100.01 | 153751.9091 | 108063.13 | 114331.337 | 92503.4145 | 141979.9962 | 130208.7753
Region | Technology | 2024-25 | 2025-26 | 2026-27 | 2027-28 | 2028-29 | 2029-30 | 2030-31 | 2031-32 | 2032-33 | 2033-34 | 2034-35 | 2035-36 | 2036-37 | 2037-38 | 2038-39 | 2039-40 | 2040-41 | 2041-42 | 2042-43 | 2043-44 | 2044-45 | 2045-46 | 2046-47 | 2047-48 | 2048-49
QLD1 | Black Coal | 955417.126 | 640918.43 | 539184.212 | 380359.697 | 359860.715 | 269286.808 | 183620.822 | 171923.381 | 121958.546 | 105036.421 | 74186.992 | 61805.486 | 51959.16 | 59838.341 | 57262.497 | 48566.555 | 49099.589 | 45142.0095 | 44587.367 | 41043.772 | 36994.0785 | 32719.5875 | 31956.644 | 29661.2135 | 25452.5062
QLD1 | Brown Coal | 0 | 0 | 0 | 0 | 0 | 0 | 0 | 0 | 0 | 0 | 0 | 0 | 0 | 0 | 0 | 0 | 0 | 0 | 0 | 0 | 0 | 0 | 0 | 0 | 0
QLD1 | CCGT | 110411.1312 | 93167.452 | 81414.2249 | 72767.4448 | 70554.4623 | 64003.8163 | 59308.5534 | 53181.3314 | 52379.1796 | 55966.7247 | 105800.1694 | 91647.3083 | 72297.8636 | 87330.8352 | 87831.6065 | 90641.9281 | 113063.5011 | 95956.0477 | 97744.6406 | 93694.7763 | 79159.5959 | 41721.1388 | 24901.1847 | 24897.126 | 23918.2817
QLD1 | Gas - Steam | 0 | 0 | 0 | 0 | 0 | 0 | 0 | 0 | 0 | 0 | 0 | 0 | 0 | 0 | 0 | 0 | 0 | 0 | 0 | 0 | 0 | 0 | 0 | 0 | 0
QLD1 | OCGT / Diesel | 0.020649 | 0.024863 | 0.020693 | 0.018589 | 0.017363 | 713.6654 | 0.022923 | 0.023845 | 0.025062 | 24.1252 | 191.2541 | 321.2285 | 0.023553 | 8253.551 | 0.027028 | 16433.5697 | 56509.4196 | 33493.1945 | 14549.7858 | 41220.2166 | 33998.6854 | 54656.4334 | 44683.0299 | 42905.2322 | 77905.8611
QLD1 | Hydro | 0 | 0 | 0 | 0 | 0 | 0 | 0 | 0 | 0 | 0 | 0 | 0 | 0 | 0 | 0 | 0 | 0 | 0 | 0 | 0 | 0 | 0 | 0 | 0 | 0
QLD1 | Hydrogen Turbine | 0 | 0 | 0 | 0 | 0 | 0 | 0 | 0 | 0 | 0 | 0 | 0 | 0 | 0 | 0 | 0 | 0 | 0 | 0 | 0 | 0 | 0 | 0 | 0 | 0
QLD1 | Wind | 0 | 0 | 0 | 0 | 0 | 0 | 0 | 0 | 0 | 0 | 0 | 0 | 0 | 0 | 0 | 0 | 0 | 0 | 0 | 0 | 0 | 0 | 0 | 0 | 0
QLD1 | Solar PV | 0 | 0 | 0 | 0 | 0 | 0 | 0 | 0 | 0 | 0 | 0 | 0 | 0 | 0 | 0 | 0 | 0 | 0 | 0 | 0 | 0 | 0 | 0 | 0 | 0
QLD1 | Grid Battery | 0 | 0 | 0 | 0 | 0 | 0 | 0 | 0 | 0 | 0 | 0 | 0 | 0 | 0 | 0 | 0 | 0 | 0 | 0 | 0 | 0 | 0 | 0 | 0 | 0
QLD1 | PHES | 0 | 0 | 0 | 0 | 0 | 0 | 0 | 0 | 0 | 0 | 0 | 0 | 0 | 0 | 0 | 0 | 0 | 0 | 0 | 0 | 0 | 0 | 0 | 0 | 0
QLD1 | VPP | 0 | 0 | 0 | 0 | 0 | 0 | 0 | 0 | 0 | 0 | 0 | 0 | 0 | 0 | 0 | 0 | 0 | 0 | 0 | 0 | 0 | 0 | 0 | 0 | 0
Total excluding storage |  | 1065828.2779 | 734085.9068 | 620598.4576 | 453127.1604 | 430415.1947 | 334004.2897 | 242929.3983 | 225104.7362 | 174337.7506 | 161027.2709 | 180178.4155 | 153774.0228 | 124257.0471 | 155422.7272 | 145094.1305 | 155642.0528 | 218672.5097 | 174591.2517 | 156881.7934 | 175958.7649 | 150152.3598 | 129097.1597 | 101540.8585 | 97463.5717 | 127276.649
Region | Technology | 2024-25 | 2025-26 | 2026-27 | 2027-28 | 2028-29 | 2029-30 | 2030-31 | 2031-32 | 2032-33 | 2033-34 | 2034-35 | 2035-36 | 2036-37 | 2037-38 | 2038-39 | 2039-40 | 2040-41 | 2041-42 | 2042-43 | 2043-44 | 2044-45 | 2045-46 | 2046-47 | 2047-48 | 2048-49
VIC1 | Black Coal | 0 | 0 | 0 | 0 | 0 | 0 | 0 | 0 | 0 | 0 | 0 | 0 | 0 | 0 | 0 | 0 | 0 | 0 | 0 | 0 | 0 | 0 | 0 | 0 | 0
VIC1 | Brown Coal | 241985.298 | 188479.16 | 148156.056 | 141734.813 | 90639.581 | 79934.038 | 80894.209 | 71298.581 | 72243.306 | 29345.477 | 10346.707 | 11803.609 | 8743.447 | 9822.641 | 10483.898 | 9430.374 | 8508.511 | 8450.263 | 7947.6875 | 7465.369 | 6707.453 | 1537.7865 | 4668.1575 | 0 | 0
VIC1 | CCGT | 0 | 0.00043348 | 0.00035396 | 0.00032359 | 0.00030231 | 0.00019477 | 0.0083728 | 0.008058 | 0.0087119 | 0.011763 | 0.011569 | 0.010826 | 0.010184 | 0.011107 | 0.010616 | 0.011328 | 0.012655 | 0.017817 | 0.017135 | 0.021043 | 0.019514 | 0.019096 | 0.024479 | 0.024907 | 0.02399
VIC1 | Gas - Steam | 2257.9452 | 197110.992 | 217632.832 | 170274.912 | 196675.376 | 117010.68 | 0.0037673 | 144.6128 | 400.2243 | 2104.6302 | 13538.174 | 8891.669 | 5864.845 | 16184.104 | 4436.3725 | 0 | 0 | 0 | 0 | 0 | 0 | 0 | 0 | 0 | 0
VIC1 | OCGT / Diesel | 667.1668 | 46.3356 | 1642.8055 | 354.4801 | 4553.6858 | 971.5361 | 0.028552 | 0.027699 | 0.029235 | 599.7805 | 15480.6874 | 13084.4212 | 4504.4225 | 14882.839 | 2947.2046 | 6803.8565 | 11170.0442 | 21017.5948 | 6256.3775 | 27100.5227 | 31746.103 | 43882.9687 | 42915.9043 | 26307.2152 | 37889.9477
VIC1 | Hydro | 0 | 0 | 0 | 0 | 0 | 0 | 0 | 0 | 0 | 0 | 0 | 0 | 0 | 0 | 0 | 0 | 0 | 0 | 0 | 0 | 0 | 0 | 0 | 0 | 0
VIC1 | Hydrogen Turbine | 0 | 0 | 0 | 0 | 0 | 0 | 0 | 0 | 0 | 0 | 0 | 0 | 0 | 0 | 0 | 0 | 0 | 0 | 0 | 0 | 0 | 0 | 0 | 0 | 0
VIC1 | Wind | 0 | 0 | 0 | 0 | 0 | 0 | 0 | 0 | 0 | 0 | 0 | 0 | 0 | 0 | 0 | 0 | 0 | 0 | 0 | 0 | 0 | 0 | 0 | 0 | 0
VIC1 | Solar PV | 0 | 0 | 0 | 0 | 0 | 0 | 0 | 0 | 0 | 0 | 0 | 0 | 0 | 0 | 0 | 0 | 0 | 0 | 0 | 0 | 0 | 0 | 0 | 0 | 0
VIC1 | Grid Battery | 0 | 0 | 0 | 0 | 0 | 0 | 0 | 0 | 0 | 0 | 0 | 0 | 0 | 0 | 0 | 0 | 0 | 0 | 0 | 0 | 0 | 0 | 0 | 0 | 0
VIC1 | PHES | 0 | 0 | 0 | 0 | 0 | 0 | 0 | 0 | 0 | 0 | 0 | 0 | 0 | 0 | 0 | 0 | 0 | 0 | 0 | 0 | 0 | 0 | 0 | 0 | 0
VIC1 | VPP | 0 | 0 | 0 | 0 | 0 | 0 | 0 | 0 | 0 | 0 | 0 | 0 | 0 | 0 | 0 | 0 | 0 | 0 | 0 | 0 | 0 | 0 | 0 | 0 | 0
Total excluding storage |  | 244910.41 | 385636.488 | 367431.6939 | 312364.2054 | 291868.6431 | 197916.2543 | 80894.2497 | 71443.2296 | 72643.5682 | 32049.8994 | 39365.58 | 33779.71 | 19112.7247 | 40889.5951 | 17867.4858 | 16234.2419 | 19678.5679 | 29467.8756 | 14204.0821 | 34565.9128 | 38453.5755 | 45420.7743 | 47584.0863 | 26307.2401 | 37889.9717
Region | Technology | 2024-25 | 2025-26 | 2026-27 | 2027-28 | 2028-29 | 2029-30 | 2030-31 | 2031-32 | 2032-33 | 2033-34 | 2034-35 | 2035-36 | 2036-37 | 2037-38 | 2038-39 | 2039-40 | 2040-41 | 2041-42 | 2042-43 | 2043-44 | 2044-45 | 2045-46 | 2046-47 | 2047-48 | 2048-49
SA1 | Black Coal | 0 | 0 | 0 | 0 | 0 | 0 | 0 | 0 | 0 | 0 | 0 | 0 | 0 | 0 | 0 | 0 | 0 | 0 | 0 | 0 | 0 | 0 | 0 | 0 | 0
SA1 | Brown Coal | 0 | 0 | 0 | 0 | 0 | 0 | 0 | 0 | 0 | 0 | 0 | 0 | 0 | 0 | 0 | 0 | 0 | 0 | 0 | 0 | 0 | 0 | 0 | 0 | 0
SA1 | CCGT | 52148.5215 | 5756.4977 | 17499.0029 | 22563.6764 | 21192.2123 | 0.00025047 | 1665.8936 | 720.7764 | 3878.8488 | 17237.355 | 33688.7154 | 13160.8477 | 8455.768 | 0.014915 | 0.014184 | 0.013569 | 0.014377 | 0.022262 | 0.021507 | 0.026277 | 0.023996 | 0.02346 | 0.028871 | 0.027022 | 0.026219
SA1 | Gas - Steam | 5087.622 | 273739.584 | 0 | 0 | 0 | 0 | 0 | 0 | 0 | 0 | 0 | 0 | 0 | 0 | 0 | 0 | 0 | 0 | 0 | 0 | 0 | 0 | 0 | 0 | 0
SA1 | OCGT / Diesel | 29401.9866 | 28696.4304 | 26357.5201 | 20491.5372 | 27859.7782 | 13961.7722 | 2092.8533 | 789.3209 | 3369.6279 | 10843.1831 | 30397.7006 | 16367.9433 | 12029.6078 | 30822.0273 | 19075.91 | 29158.2156 | 42840.005 | 76767.1786 | 58724.3874 | 101275.1657 | 65498.9822 | 87821.3086 | 63221.3319 | 57913.7446 | 69346.8084
SA1 | Hydro | 0 | 0 | 0 | 0 | 0 | 0 | 0 | 0 | 0 | 0 | 0 | 0 | 0 | 0 | 0 | 0 | 0 | 0 | 0 | 0 | 0 | 0 | 0 | 0 | 0
SA1 | Hydrogen Turbine | 0 | 0 | 0 | 0 | 0 | 0 | 0 | 0 | 0 | 0 | 0 | 0 | 0 | 0 | 0 | 0 | 0 | 0 | 0 | 0 | 0 | 0 | 0 | 0 | 0
SA1 | Wind | 0 | 0 | 0 | 0 | 0 | 0 | 0 | 0 | 0 | 0 | 0 | 0 | 0 | 0 | 0 | 0 | 0 | 0 | 0 | 0 | 0 | 0 | 0 | 0 | 0
SA1 | Solar PV | 0 | 0 | 0 | 0 | 0 | 0 | 0 | 0 | 0 | 0 | 0 | 0 | 0 | 0 | 0 | 0 | 0 | 0 | 0 | 0 | 0 | 0 | 0 | 0 | 0
SA1 | Grid Battery | 0 | 0 | 0 | 0 | 0 | 0 | 0 | 0 | 0 | 0 | 0 | 0 | 0 | 0 | 0 | 0 | 0 | 0 | 0 | 0 | 0 | 0 | 0 | 0 | 0
SA1 | PHES | 0 | 0 | 0 | 0 | 0 | 0 | 0 | 0 | 0 | 0 | 0 | 0 | 0 | 0 | 0 | 0 | 0 | 0 | 0 | 0 | 0 | 0 | 0 | 0 | 0
SA1 | VPP | 0 | 0 | 0 | 0 | 0 | 0 | 0 | 0 | 0 | 0 | 0 | 0 | 0 | 0 | 0 | 0 | 0 | 0 | 0 | 0 | 0 | 0 | 0 | 0 | 0
Total excluding storage |  | 86638.1301 | 308192.512 | 43856.5231 | 43055.2136 | 49051.9906 | 13961.7724 | 3758.7469 | 1510.0973 | 7248.4767 | 28080.538 | 64086.4161 | 29528.7909 | 20485.3757 | 30822.0422 | 19075.9242 | 29158.2292 | 42840.0194 | 76767.2009 | 58724.4089 | 101275.192 | 65499.0062 | 87821.3321 | 63221.3608 | 57913.7716 | 69346.8346
Region | Technology | 2024-25 | 2025-26 | 2026-27 | 2027-28 | 2028-29 | 2029-30 | 2030-31 | 2031-32 | 2032-33 | 2033-34 | 2034-35 | 2035-36 | 2036-37 | 2037-38 | 2038-39 | 2039-40 | 2040-41 | 2041-42 | 2042-43 | 2043-44 | 2044-45 | 2045-46 | 2046-47 | 2047-48 | 2048-49
TAS1 | Black Coal | 0 | 0 | 0 | 0 | 0 | 0 | 0 | 0 | 0 | 0 | 0 | 0 | 0 | 0 | 0 | 0 | 0 | 0 | 0 | 0 | 0 | 0 | 0 | 0 | 0
TAS1 | Brown Coal | 0 | 0 | 0 | 0 | 0 | 0 | 0 | 0 | 0 | 0 | 0 | 0 | 0 | 0 | 0 | 0 | 0 | 0 | 0 | 0 | 0 | 0 | 0 | 0 | 0
TAS1 | CCGT | 0 | 0.00042567 | 0.0003538 | 0.00032452 | 0.00030263 | 0.00019634 | 0.0076667 | 0.0075447 | 0.0075187 | 0.0076413 | 0.0076614 | 0.0076618 | 0.0081221 | 0.0086873 | 0.0082736 | 0.0088506 | 0.0087947 | 0.0098139 | 0.0093383 | 0.0099719 | 0.0097174 | 0.0092138 | 0.0090232 | 0.0091909 | 0.0096637
TAS1 | Gas - Steam | 0 | 0 | 0 | 0 | 0 | 0 | 0 | 0 | 0 | 0 | 0 | 0 | 0 | 0 | 0 | 0 | 0 | 0 | 0 | 0 | 0 | 0 | 0 | 0 | 0
TAS1 | OCGT / Diesel | 0.0073099 | 0.0083591 | 0.0059988 | 0.0048252 | 0.0050935 | 9.8513e-05 | 0.012722 | 0.012584 | 0.012473 | 0.012423 | 105.4081 | 31.8269 | 334.5435 | 428.5952 | 104.7049 | 315.0151 | 119.3977 | 412.9639 | 133.7684 | 662.5962 | 409.5491 | 365.7405 | 464.1977 | 178.3531 | 417.9775
TAS1 | Hydro | 0 | 0 | 0 | 0 | 0 | 0 | 0 | 0 | 0 | 0 | 0 | 0 | 0 | 0 | 0 | 0 | 0 | 0 | 0 | 0 | 0 | 0 | 0 | 0 | 0
TAS1 | Hydrogen Turbine | 0 | 0 | 0 | 0 | 0 | 0 | 0 | 0 | 0 | 0 | 0 | 0 | 0 | 0 | 0 | 0 | 0 | 0 | 0 | 0 | 0 | 0 | 0 | 0 | 0
TAS1 | Wind | 0 | 0 | 0 | 0 | 0 | 0 | 0 | 0 | 0 | 0 | 0 | 0 | 0 | 0 | 0 | 0 | 0 | 0 | 0 | 0 | 0 | 0 | 0 | 0 | 0
TAS1 | Solar PV | 0 | 0 | 0 | 0 | 0 | 0 | 0 | 0 | 0 | 0 | 0 | 0 | 0 | 0 | 0 | 0 | 0 | 0 | 0 | 0 | 0 | 0 | 0 | 0 | 0
TAS1 | Grid Battery | 0 | 0 | 0 | 0 | 0 | 0 | 0 | 0 | 0 | 0 | 0 | 0 | 0 | 0 | 0 | 0 | 0 | 0 | 0 | 0 | 0 | 0 | 0 | 0 | 0
TAS1 | PHES | 0 | 0 | 0 | 0 | 0 | 0 | 0 | 0 | 0 | 0 | 0 | 0 | 0 | 0 | 0 | 0 | 0 | 0 | 0 | 0 | 0 | 0 | 0 | 0 | 0
TAS1 | VPP | 0 | 0 | 0 | 0 | 0 | 0 | 0 | 0 | 0 | 0 | 0 | 0 | 0 | 0 | 0 | 0 | 0 | 0 | 0 | 0 | 0 | 0 | 0 | 0 | 0
Total excluding storage |  | 0.0073099 | 0.0087848 | 0.0063526 | 0.0051497 | 0.0053961 | 0.00029485 | 0.020389 | 0.020129 | 0.019992 | 0.020064 | 105.4158 | 31.8345 | 334.5516 | 428.6039 | 104.7132 | 315.0239 | 119.4065 | 412.9737 | 133.7778 | 662.6062 | 409.5588 | 365.7497 | 464.2067 | 178.3623 | 417.9871

## BaseCase_Build Cost
New generation build cost (CAPEX) by technology ($000s) - BaseCase, Progressive Change Scenario
CAPEX | Real June 2023 dollars discounted to 1 July 2023. The total capital costs are annualised for modelling purposes. Build costs do not include capital costs of existing, committed and anticipated generators and transmission projects since there will be no difference in these costs between the Base Case and option case.
Explicitly modelled generation
Region | Technology | 2024-25 | 2025-26 | 2026-27 | 2027-28 | 2028-29 | 2029-30 | 2030-31 | 2031-32 | 2032-33 | 2033-34 | 2034-35 | 2035-36 | 2036-37 | 2037-38 | 2038-39 | 2039-40 | 2040-41 | 2041-42 | 2042-43 | 2043-44 | 2044-45 | 2045-46 | 2046-47 | 2047-48 | 2048-49
NEM | Black Coal | 0 | 0 | 0 | 0 | 0 | 0 | 0 | 0 | 0 | 0 | 0 | 0 | 0 | 0 | 0 | 0 | 0 | 0 | 0 | 0 | 0 | 0 | 0 | 0 | 0
NEM | Brown Coal | 0 | 0 | 0 | 0 | 0 | 0 | 0 | 0 | 0 | 0 | 0 | 0 | 0 | 0 | 0 | 0 | 0 | 0 | 0 | 0 | 0 | 0 | 0 | 0 | 0
NEM | CCGT | 0 | 0.00070576 | 0.00065959 | 0.00061807 | 0.000576 | 0.00053832 | 0.016073 | 0.015894 | 0.016592 | 0.018988 | 0.019408 | 0.018291 | 0.017495 | 0.026507 | 0.024807 | 0.024023 | 0.027151 | 0.031684 | 0.034124 | 0.035499 | 0.033314 | 0.033557 | 0.040096 | 0.039492 | 0.038175
NEM | Gas - Steam | 0 | 0 | 0 | 0 | 0 | 0 | 0 | 0 | 0 | 0 | 0 | 0 | 0 | 0 | 0 | 0 | 0 | 0 | 0 | 0 | 0 | 0 | 0 | 0 | 0
NEM | OCGT / Diesel | 0 | 0.034645 | 0.034459 | 0.035498 | 0.04223 | 0.041604 | 0.043853 | 0.043439 | 0.043669 | 0.044126 | 0.047865 | 0.046908 | 0.045587 | 23732.9317 | 22180.3106 | 20784.1297 | 19369.5548 | 32627.9275 | 30493.3906 | 33165.9794 | 64160.5304 | 59963.1143 | 65173.2839 | 74021.7294 | 85033.5229
NEM | Hydro | 0 | 0 | 0 | 0 | 0 | 0 | 0 | 0 | 0 | 0 | 0 | 0 | 0 | 0 | 0 | 0 | 0 | 0 | 0 | 0 | 0 | 0 | 0 | 0 | 0
NEM | Hydrogen Turbine | 0 | 0 | 0 | 0 | 0 | 0 | 0 | 0 | 0 | 0 | 0 | 0 | 0 | 0 | 0 | 0 | 0 | 0 | 0 | 0 | 0 | 0 | 0 | 0 | 0
NEM | Wind | 0 | 996415.8926 | 1747335.3023 | 2662229.6652 | 2871054.6283 | 3497593.1386 | 3307543.8544 | 3175398.5189 | 3198465.6115 | 3170417.8985 | 3266425.2955 | 3133369.6629 | 3112404.663 | 3087968.4302 | 3052909.5004 | 3016686.8999 | 2830905.0682 | 2745368.7987 | 2600786.6848 | 2453357.5406 | 2286381.0119 | 2221072.4383 | 2173268.5608 | 2052855.5628 | 1954344.7104
NEM | Solar PV | 0 | 0.88902 | 148775.631 | 340778.8602 | 826078.8579 | 892657.0443 | 834258.9211 | 781744.8997 | 728539.0058 | 716816.8075 | 760951.0501 | 762512.128 | 710615.2222 | 664126.3812 | 620678.8618 | 581609.044 | 545000.0145 | 527918.8572 | 518600.6626 | 514720.6339 | 480664.3625 | 487334.5245 | 489305.735 | 494001.5814 | 468177.7769
NEM | Grid Battery | 0 | 0.62657 | 189847.8342 | 375666.8075 | 350098.7619 | 414304.3405 | 387200.3232 | 387492.9311 | 383553.7132 | 381082.1916 | 414903.9696 | 388787.0487 | 362326.0425 | 338622.4881 | 316469.6228 | 296548.8511 | 276365.6508 | 258285.8515 | 244427.3545 | 229041.4456 | 240508.465 | 225732.438 | 199271.1571 | 164197.0146 | 153021.7087
NEM | PHES | 0 | 0 | 0 | 0 | 736121.9888 | 1231411.2267 | 1150851.6386 | 1078409.0786 | 1005012.0953 | 939263.6496 | 877816.5046 | 822560.6653 | 766576.8541 | 716426.9969 | 669557.9434 | 627411.3676 | 584709.5447 | 550565.61 | 514547.3471 | 483280.3031 | 450388.1005 | 420923.5386 | 393386.5094 | 369954.1741 | 344774.9377
NEM | VPP | 0 | 0 | 0 | 0 | 0 | 0 | 0 | 0 | 0 | 0 | 0 | 0 | 0 | 0 | 0 | 0 | 0 | 0 | 0 | 0 | 0 | 0 | 0 | 0 | 0
Total excluding storage |  | 0 | 996417.4435 | 2085958.8026 | 3378675.3691 | 4783354.2797 | 6035965.7923 | 5679854.7973 | 5423045.4877 | 5315570.4861 | 5207580.6103 | 5320096.887 | 5107229.5701 | 4951922.8448 | 4830877.2546 | 4681796.2638 | 4543040.3163 | 4256349.8601 | 4114767.0765 | 3908855.4737 | 3713565.9381 | 3522102.5038 | 3415026.0873 | 3320405.2862 | 3155030.1018 | 3005352.6948
Region | Technology | 2024-25 | 2025-26 | 2026-27 | 2027-28 | 2028-29 | 2029-30 | 2030-31 | 2031-32 | 2032-33 | 2033-34 | 2034-35 | 2035-36 | 2036-37 | 2037-38 | 2038-39 | 2039-40 | 2040-41 | 2041-42 | 2042-43 | 2043-44 | 2044-45 | 2045-46 | 2046-47 | 2047-48 | 2048-49
NSW1 | Black Coal | 0 | 0 | 0 | 0 | 0 | 0 | 0 | 0 | 0 | 0 | 0 | 0 | 0 | 0 | 0 | 0 | 0 | 0 | 0 | 0 | 0 | 0 | 0 | 0 | 0
NSW1 | Brown Coal | 0 | 0 | 0 | 0 | 0 | 0 | 0 | 0 | 0 | 0 | 0 | 0 | 0 | 0 | 0 | 0 | 0 | 0 | 0 | 0 | 0 | 0 | 0 | 0 | 0
NSW1 | CCGT | 0 | 0.00014843 | 0.00013872 | 0.00012999 | 0.00012114 | 0.00011322 | 0.0035266 | 0.0033397 | 0.0033888 | 0.0037964 | 0.004019 | 0.003766 | 0.0036341 | 0.0070158 | 0.0065655 | 0.0061581 | 0.0073597 | 0.008053 | 0.0089741 | 0.0084297 | 0.007856 | 0.0096541 | 0.0099216 | 0.010529 | 0.0098278
NSW1 | Gas - Steam | 0 | 0 | 0 | 0 | 0 | 0 | 0 | 0 | 0 | 0 | 0 | 0 | 0 | 0 | 0 | 0 | 0 | 0 | 0 | 0 | 0 | 0 | 0 | 0 | 0
NSW1 | OCGT / Diesel | 0 | 0.0091358 | 0.0086069 | 0.0081581 | 0.0088501 | 0.0090342 | 0.0091212 | 0.0088962 | 0.0087537 | 0.0088787 | 0.009164 | 0.0090217 | 0.0090086 | 12932.8252 | 12086.7525 | 11325.9287 | 10555.0812 | 9864.562 | 9219.2169 | 8638.8957 | 8050.9288 | 7524.2339 | 7031.9944 | 19540.2507 | 18210.3347
NSW1 | Hydro | 0 | 0 | 0 | 0 | 0 | 0 | 0 | 0 | 0 | 0 | 0 | 0 | 0 | 0 | 0 | 0 | 0 | 0 | 0 | 0 | 0 | 0 | 0 | 0 | 0
NSW1 | Hydrogen Turbine | 0 | 0 | 0 | 0 | 0 | 0 | 0 | 0 | 0 | 0 | 0 | 0 | 0 | 0 | 0 | 0 | 0 | 0 | 0 | 0 | 0 | 0 | 0 | 0 | 0
NSW1 | Wind | 0 | 399396.0668 | 841393.8474 | 1227715.2372 | 1350463.7248 | 1388214.7842 | 1297396.9944 | 1215729.8468 | 1132986.744 | 1058866.1161 | 989594.5013 | 927302.5733 | 864189.9565 | 807654.1671 | 754816.979 | 707303.574 | 659164.1862 | 616041.298 | 575739.534 | 539498.503 | 502780.0038 | 495945.1316 | 521082.7385 | 488282.1985 | 473203.9198
NSW1 | Solar PV | 0 | 0.076199 | 148774.8039 | 328321.5714 | 763513.1826 | 801326.7979 | 748903.5492 | 701762.3761 | 654000.1232 | 611215.0684 | 571229.0366 | 535271.9268 | 498841.0863 | 466206.6247 | 435707.126 | 408280.7051 | 380492.9537 | 355600.9038 | 332337.3709 | 311819.6415 | 290597.0697 | 281735.2957 | 269706.0108 | 262505.0479 | 244801.1295
NSW1 | Grid Battery | 0 | 0.40446 | 161932.9982 | 342067.4044 | 318786.1479 | 380468.0726 | 355577.6387 | 333195.1216 | 310517.7178 | 290203.476 | 271218.2036 | 254145.854 | 236848.5779 | 221353.8127 | 206872.7234 | 193850.7298 | 180657.1906 | 168838.6019 | 157793.1544 | 147860.5798 | 137797.2761 | 128782.6625 | 84713.1931 | 58771.3755 | 54771.3805
NSW1 | PHES | 0 | 0 | 0 | 0 | 394607.5942 | 509974.8977 | 476612.0553 | 446610.7946 | 416214.2703 | 388985.3009 | 363537.6651 | 340654.0886 | 317469.0232 | 296700.022 | 277289.7405 | 259835.2057 | 242150.7094 | 226309.0752 | 211503.8106 | 198190.2977 | 184701.384 | 172618.1927 | 161325.4144 | 151170.4948 | 140881.7681
NSW1 | VPP | 0 | 0 | 0 | 0 | 0 | 0 | 0 | 0 | 0 | 0 | 0 | 0 | 0 | 0 | 0 | 0 | 0 | 0 | 0 | 0 | 0 | 0 | 0 | 0 | 0
Total excluding storage |  | 0 | 399396.5567 | 1152101.6583 | 1898104.2213 | 2827370.6584 | 3079984.5615 | 2878490.2504 | 2697298.1514 | 2513718.8674 | 2349269.9741 | 2195579.4197 | 2057374.4554 | 1917348.6566 | 1804847.4587 | 1686773.328 | 1580596.1494 | 1473020.1285 | 1376654.4489 | 1286593.0958 | 1206007.9261 | 1123926.6701 | 1086605.5261 | 1043859.3611 | 980269.378 | 931868.5424
Region | Technology | 2024-25 | 2025-26 | 2026-27 | 2027-28 | 2028-29 | 2029-30 | 2030-31 | 2031-32 | 2032-33 | 2033-34 | 2034-35 | 2035-36 | 2036-37 | 2037-38 | 2038-39 | 2039-40 | 2040-41 | 2041-42 | 2042-43 | 2043-44 | 2044-45 | 2045-46 | 2046-47 | 2047-48 | 2048-49
QLD1 | Black Coal | 0 | 0 | 0 | 0 | 0 | 0 | 0 | 0 | 0 | 0 | 0 | 0 | 0 | 0 | 0 | 0 | 0 | 0 | 0 | 0 | 0 | 0 | 0 | 0 | 0
QLD1 | Brown Coal | 0 | 0 | 0 | 0 | 0 | 0 | 0 | 0 | 0 | 0 | 0 | 0 | 0 | 0 | 0 | 0 | 0 | 0 | 0 | 0 | 0 | 0 | 0 | 0 | 0
QLD1 | CCGT | 0 | 0.00014037 | 0.00013118 | 0.00012292 | 0.00011456 | 0.00010706 | 0.0029183 | 0.0031301 | 0.0033306 | 0.0038744 | 0.0045142 | 0.0042374 | 0.003979 | 0.0075812 | 0.0070852 | 0.0066472 | 0.0081223 | 0.0075909 | 0.010153 | 0.0095431 | 0.008936 | 0.008442 | 0.011817 | 0.011079 | 0.011495
QLD1 | Gas - Steam | 0 | 0 | 0 | 0 | 0 | 0 | 0 | 0 | 0 | 0 | 0 | 0 | 0 | 0 | 0 | 0 | 0 | 0 | 0 | 0 | 0 | 0 | 0 | 0 | 0
QLD1 | OCGT / Diesel | 0 | 0.0064299 | 0.0064728 | 0.0068454 | 0.0082633 | 0.0081199 | 0.0086284 | 0.0086125 | 0.0086889 | 0.0087572 | 0.011176 | 0.01067 | 0.010052 | 4309.087 | 4027.1842 | 3773.6854 | 3516.8468 | 3286.7728 | 3071.7504 | 2878.3932 | 2682.4922 | 2507.0021 | 11475.9824 | 10753.6047 | 26071.4521
QLD1 | Hydro | 0 | 0 | 0 | 0 | 0 | 0 | 0 | 0 | 0 | 0 | 0 | 0 | 0 | 0 | 0 | 0 | 0 | 0 | 0 | 0 | 0 | 0 | 0 | 0 | 0
QLD1 | Hydrogen Turbine | 0 | 0 | 0 | 0 | 0 | 0 | 0 | 0 | 0 | 0 | 0 | 0 | 0 | 0 | 0 | 0 | 0 | 0 | 0 | 0 | 0 | 0 | 0 | 0 | 0
QLD1 | Wind | 0 | 489645.028 | 702427.2093 | 1042235.7766 | 971300.7695 | 1013986.0578 | 947650.5213 | 887998.8387 | 827561.254 | 773421.7366 | 734590.77 | 688350.5434 | 641501.1085 | 599533.764 | 560311.932 | 525042.0222 | 489307.4962 | 556959.8461 | 555544.6623 | 536857.2047 | 500318.4704 | 521339.1193 | 512913.1076 | 481183.9221 | 471487.2967
QLD1 | Solar PV | 0 | 0.031637 | 0.044933 | 0.065583 | 6728.304 | 39145.7859 | 36584.8467 | 34281.9439 | 31948.7023 | 65797.8302 | 152522.0978 | 142921.3016 | 133194.0165 | 124480.3908 | 116336.8144 | 109013.7719 | 104569.7703 | 116301.7896 | 133911.7333 | 153844.7309 | 143373.9922 | 150991.939 | 156984.6666 | 167495.6974 | 156285.6843
QLD1 | Grid Battery | 0 | 0.05932 | 0.18903 | 0.17739 | 0.16532 | 0.15459 | 0.14454 | 0.13568 | 0.12675 | 0.11872 | 0.11146 | 0.1049 | 0.098478 | 0.094289 | 0.089124 | 0.084501 | 0.08449 | 0.092321 | 3038.7229 | 2847.4474 | 19286.6008 | 18024.8485 | 31084.6986 | 29128.0143 | 27145.5498
QLD1 | PHES | 0 | 0 | 0 | 0 | 176491.5012 | 346534.8234 | 323864.3226 | 303478.0611 | 282823.213 | 264320.7613 | 247028.7501 | 231479.0516 | 215724.4874 | 201611.6711 | 188422.1231 | 176561.5317 | 164544.6783 | 153780.0745 | 143719.7408 | 134673.0285 | 125507.1831 | 117296.4353 | 109622.8602 | 102722.439 | 95731.1067
QLD1 | VPP | 0 | 0 | 0 | 0 | 0 | 0 | 0 | 0 | 0 | 0 | 0 | 0 | 0 | 0 | 0 | 0 | 0 | 0 | 0 | 0 | 0 | 0 | 0 | 0 | 0
Total excluding storage |  | 0 | 489645.1255 | 702427.4498 | 1042236.0265 | 1154520.7484 | 1399666.83 | 1308099.8467 | 1225758.9911 | 1142333.3081 | 1103540.4594 | 1134141.745 | 1062751.0164 | 990419.7249 | 929935.0147 | 869098.1499 | 814391.1024 | 761938.8843 | 830328.5829 | 839286.6199 | 831100.8143 | 791168.7475 | 810159.3526 | 822081.3272 | 791283.6886 | 776721.101
Region | Technology | 2024-25 | 2025-26 | 2026-27 | 2027-28 | 2028-29 | 2029-30 | 2030-31 | 2031-32 | 2032-33 | 2033-34 | 2034-35 | 2035-36 | 2036-37 | 2037-38 | 2038-39 | 2039-40 | 2040-41 | 2041-42 | 2042-43 | 2043-44 | 2044-45 | 2045-46 | 2046-47 | 2047-48 | 2048-49
VIC1 | Black Coal | 0 | 0 | 0 | 0 | 0 | 0 | 0 | 0 | 0 | 0 | 0 | 0 | 0 | 0 | 0 | 0 | 0 | 0 | 0 | 0 | 0 | 0 | 0 | 0 | 0
VIC1 | Brown Coal | 0 | 0 | 0 | 0 | 0 | 0 | 0 | 0 | 0 | 0 | 0 | 0 | 0 | 0 | 0 | 0 | 0 | 0 | 0 | 0 | 0 | 0 | 0 | 0 | 0
VIC1 | CCGT | 0 | 0.0001401 | 0.00013094 | 0.00012269 | 0.00011434 | 0.00010686 | 0.0033677 | 0.0032876 | 0.0035378 | 0.00445 | 0.0041589 | 0.0038971 | 0.0036319 | 0.0038113 | 0.0035749 | 0.0037711 | 0.0041199 | 0.0056852 | 0.0053133 | 0.0063855 | 0.0060197 | 0.0056333 | 0.0071119 | 0.0070991 | 0.0066291
VIC1 | Gas - Steam | 0 | 0 | 0 | 0 | 0 | 0 | 0 | 0 | 0 | 0 | 0 | 0 | 0 | 0 | 0 | 0 | 0 | 0 | 0 | 0 | 0 | 0 | 0 | 0 | 0
VIC1 | OCGT / Diesel | 0 | 0.0064425 | 0.0065182 | 0.0068726 | 0.0085043 | 0.0081806 | 0.0087322 | 0.0086779 | 0.0087742 | 0.0090022 | 0.0094107 | 0.0092472 | 0.0088978 | 0.0095453 | 0.009052 | 0.009073 | 0.0094391 | 0.023538 | 0.022082 | 0.064761 | 23599.9707 | 22056.0475 | 20613.1286 | 19315.5957 | 18000.9679
VIC1 | Hydro | 0 | 0 | 0 | 0 | 0 | 0 | 0 | 0 | 0 | 0 | 0 | 0 | 0 | 0 | 0 | 0 | 0 | 0 | 0 | 0 | 0 | 0 | 0 | 0 | 0
VIC1 | Hydrogen Turbine | 0 | 0 | 0 | 0 | 0 | 0 | 0 | 0 | 0 | 0 | 0 | 0 | 0 | 0 | 0 | 0 | 0 | 0 | 0 | 0 | 0 | 0 | 0 | 0 | 0
VIC1 | Wind | 0 | 107374.5651 | 100350.0648 | 119090.5269 | 110985.245 | 647498.6186 | 605138.9025 | 643101.637 | 769552.7291 | 877556.7231 | 1111797.664 | 1114369.2033 | 1230818.2431 | 1329476.425 | 1409458.768 | 1476686.3232 | 1376182.4092 | 1286151.7854 | 1202011.0154 | 1126348.1221 | 1049688.3797 | 981017.2338 | 916838.5375 | 861432.2431 | 802802.7931
VIC1 | Solar PV | 0 | 0.73968 | 0.69473 | 0.65366 | 0.63099 | 0.59096 | 0.55238 | 0.51773 | 0.48334 | 0.45275 | 0.42352 | 0.39689 | 0.36991 | 0.3459 | 0.32334 | 0.30353 | 0.28322 | 0.26638 | 0.24944 | 0.24112 | 0.23134 | 0.28661 | 1958.4631 | 7162.3869 | 14120.9585
VIC1 | Grid Battery | 0 | 0.083659 | 0.26698 | 0.30793 | 0.28706 | 4572.3898 | 4273.2619 | 28669.9451 | 49152.3703 | 68557.5667 | 122824.874 | 115093.4271 | 107260.1192 | 100243.1035 | 93685.1444 | 87787.9536 | 81813.068 | 76460.8441 | 71458.734 | 66960.635 | 62403.2827 | 58320.831 | 54505.5825 | 51074.6124 | 47598.4534
VIC1 | PHES | 0 | 0 | 0 | 0 | 165022.8177 | 374901.4275 | 350375.1661 | 328320.1278 | 305974.5171 | 285957.4932 | 267249.994 | 250427.4295 | 233383.2297 | 218115.1681 | 203845.9516 | 191014.4767 | 178013.9486 | 166368.1767 | 155484.2775 | 145697.0212 | 135780.8187 | 126897.9618 | 118596.2262 | 111130.959 | 103567.3377
VIC1 | VPP | 0 | 0 | 0 | 0 | 0 | 0 | 0 | 0 | 0 | 0 | 0 | 0 | 0 | 0 | 0 | 0 | 0 | 0 | 0 | 0 | 0 | 0 | 0 | 0 | 0
Total excluding storage |  | 0 | 107375.395 | 100351.0332 | 119091.4954 | 276008.9894 | 1026973.0353 | 959787.8951 | 1000092.2396 | 1124680.1122 | 1232072.2492 | 1501872.9691 | 1479890.47 | 1571461.9744 | 1647835.0559 | 1706990.2 | 1755489.0699 | 1636009.7226 | 1528981.1017 | 1428954.3038 | 1339006.0906 | 1271472.6892 | 1188292.3664 | 1112511.945 | 1050115.8042 | 986090.5172
Region | Technology | 2024-25 | 2025-26 | 2026-27 | 2027-28 | 2028-29 | 2029-30 | 2030-31 | 2031-32 | 2032-33 | 2033-34 | 2034-35 | 2035-36 | 2036-37 | 2037-38 | 2038-39 | 2039-40 | 2040-41 | 2041-42 | 2042-43 | 2043-44 | 2044-45 | 2045-46 | 2046-47 | 2047-48 | 2048-49
SA1 | Black Coal | 0 | 0 | 0 | 0 | 0 | 0 | 0 | 0 | 0 | 0 | 0 | 0 | 0 | 0 | 0 | 0 | 0 | 0 | 0 | 0 | 0 | 0 | 0 | 0 | 0
SA1 | Brown Coal | 0 | 0 | 0 | 0 | 0 | 0 | 0 | 0 | 0 | 0 | 0 | 0 | 0 | 0 | 0 | 0 | 0 | 0 | 0 | 0 | 0 | 0 | 0 | 0 | 0
SA1 | CCGT | 0 | 0.00014374 | 0.00013434 | 0.00012588 | 0.00011731 | 0.00010964 | 0.0033267 | 0.0032184 | 0.0034248 | 0.0040289 | 0.0039946 | 0.0037432 | 0.0034884 | 0.0052224 | 0.0048807 | 0.0045882 | 0.0047544 | 0.0072868 | 0.0068101 | 0.008134 | 0.0075955 | 0.007103 | 0.0086318 | 0.0081093 | 0.0075661
SA1 | Gas - Steam | 0 | 0 | 0 | 0 | 0 | 0 | 0 | 0 | 0 | 0 | 0 | 0 | 0 | 0 | 0 | 0 | 0 | 0 | 0 | 0 | 0 | 0 | 0 | 0 | 0
SA1 | OCGT / Diesel | 0 | 0.0064776 | 0.006649 | 0.0070259 | 0.0085512 | 0.0081985 | 0.0087498 | 0.0086809 | 0.008843 | 0.0089146 | 0.0096142 | 0.0094371 | 0.0090591 | 6491.0012 | 6066.3563 | 5684.4979 | 5297.6086 | 19476.5538 | 18202.3868 | 21648.6078 | 29827.1211 | 27875.8141 | 26052.1628 | 24412.2594 | 22750.7505
SA1 | Hydro | 0 | 0 | 0 | 0 | 0 | 0 | 0 | 0 | 0 | 0 | 0 | 0 | 0 | 0 | 0 | 0 | 0 | 0 | 0 | 0 | 0 | 0 | 0 | 0 | 0
SA1 | Hydrogen Turbine | 0 | 0 | 0 | 0 | 0 | 0 | 0 | 0 | 0 | 0 | 0 | 0 | 0 | 0 | 0 | 0 | 0 | 0 | 0 | 0 | 0 | 0 | 0 | 0 | 0
SA1 | Wind | 0 | 0.10749 | 39978.7005 | 155573.5455 | 264075.2982 | 256273.3682 | 239507.8208 | 224431.5408 | 209156.6328 | 195473.4897 | 182685.5052 | 171186.0155 | 159535.0216 | 149098.1528 | 139344.0697 | 130572.7912 | 121685.9528 | 113725.1927 | 106285.2329 | 99594.9068 | 92816.4814 | 91203.0304 | 99473.4995 | 106736.516 | 99471.9858
SA1 | Solar PV | 0 | 0.034128 | 0.073923 | 12456.5559 | 55836.7256 | 52183.8559 | 48769.9588 | 45700.0401 | 42589.6758 | 39803.4357 | 37199.4729 | 34857.8807 | 32485.4382 | 30360.2232 | 28374.0404 | 26587.9824 | 24778.3931 | 23157.3777 | 21642.4115 | 20280.1525 | 19875.6984 | 29544.0392 | 37233.2624 | 34889.5435 | 32514.949
SA1 | Grid Battery | 0 | 0.045805 | 27914.338 | 33598.8743 | 31312.1203 | 29263.6844 | 27349.2381 | 25627.6881 | 23883.4569 | 22320.9883 | 20860.7373 | 19547.6187 | 18217.2 | 17025.4219 | 15911.6101 | 14910.0239 | 13895.2423 | 12986.2137 | 12136.6494 | 11372.6859 | 21021.2112 | 20604.0162 | 28967.6105 | 25222.9077 | 23506.2267
SA1 | PHES | 0 | 0 | 0 | 0 | 0 | 0 | 0 | 0 | 0 | 0 | 0 | 0 | 0 | 0 | 0 | 0 | 0 | 0 | 0 | 0 | 0 | 0 | 0 | 0 | 0
SA1 | VPP | 0 | 0 | 0 | 0 | 0 | 0 | 0 | 0 | 0 | 0 | 0 | 0 | 0 | 0 | 0 | 0 | 0 | 0 | 0 | 0 | 0 | 0 | 0 | 0 | 0
Total excluding storage |  | 0 | 0.19404 | 67893.1192 | 201628.9829 | 351224.1528 | 337720.9168 | 315627.0298 | 295759.281 | 275629.7778 | 257597.9266 | 240745.729 | 225591.528 | 210237.6723 | 202974.8043 | 189696.0815 | 177755.3 | 165657.2015 | 169345.3453 | 158266.6875 | 152896.3612 | 163540.5196 | 169226.9071 | 191726.5438 | 191261.2348 | 178243.9196
Region | Technology | 2024-25 | 2025-26 | 2026-27 | 2027-28 | 2028-29 | 2029-30 | 2030-31 | 2031-32 | 2032-33 | 2033-34 | 2034-35 | 2035-36 | 2036-37 | 2037-38 | 2038-39 | 2039-40 | 2040-41 | 2041-42 | 2042-43 | 2043-44 | 2044-45 | 2045-46 | 2046-47 | 2047-48 | 2048-49
TAS1 | Black Coal | 0 | 0 | 0 | 0 | 0 | 0 | 0 | 0 | 0 | 0 | 0 | 0 | 0 | 0 | 0 | 0 | 0 | 0 | 0 | 0 | 0 | 0 | 0 | 0 | 0
TAS1 | Brown Coal | 0 | 0 | 0 | 0 | 0 | 0 | 0 | 0 | 0 | 0 | 0 | 0 | 0 | 0 | 0 | 0 | 0 | 0 | 0 | 0 | 0 | 0 | 0 | 0 | 0
TAS1 | CCGT | 0 | 0.00013312 | 0.00012441 | 0.00011658 | 0.00010865 | 0.00010154 | 0.0029342 | 0.0029183 | 0.0029103 | 0.0028387 | 0.0027216 | 0.002647 | 0.0027614 | 0.0028762 | 0.0027009 | 0.0028581 | 0.0027948 | 0.0030682 | 0.0028738 | 0.0030064 | 0.0029073 | 0.0027246 | 0.0026139 | 0.002676 | 0.0026571
TAS1 | Gas - Steam | 0 | 0 | 0 | 0 | 0 | 0 | 0 | 0 | 0 | 0 | 0 | 0 | 0 | 0 | 0 | 0 | 0 | 0 | 0 | 0 | 0 | 0 | 0 | 0 | 0
TAS1 | OCGT / Diesel | 0 | 0.0061594 | 0.0062116 | 0.0065962 | 0.008061 | 0.0080711 | 0.0086211 | 0.0085715 | 0.0086092 | 0.008573 | 0.0085 | 0.0085323 | 0.0085693 | 0.0088394 | 0.0085203 | 0.0086391 | 0.0087172 | 0.015342 | 0.014432 | 0.017913 | 0.017712 | 0.016647 | 0.015663 | 0.018839 | 0.017679
TAS1 | Hydro | 0 | 0 | 0 | 0 | 0 | 0 | 0 | 0 | 0 | 0 | 0 | 0 | 0 | 0 | 0 | 0 | 0 | 0 | 0 | 0 | 0 | 0 | 0 | 0 | 0
TAS1 | Hydrogen Turbine | 0 | 0 | 0 | 0 | 0 | 0 | 0 | 0 | 0 | 0 | 0 | 0 | 0 | 0 | 0 | 0 | 0 | 0 | 0 | 0 | 0 | 0 | 0 | 0 | 0
TAS1 | Wind | 0 | 0.12516 | 63185.4803 | 117614.579 | 174229.5908 | 191620.3097 | 217849.6154 | 204136.6555 | 259208.2516 | 265099.8331 | 247756.855 | 232161.3273 | 216360.3333 | 202205.9212 | 188977.7516 | 177082.1893 | 184565.0237 | 172490.6766 | 161206.2401 | 151058.8039 | 140777.6767 | 131567.9232 | 122960.6775 | 115220.6831 | 107378.715
TAS1 | Solar PV | 0 | 0.0073786 | 0.013492 | 0.013709 | 0.014644 | 0.013759 | 0.013898 | 0.021843 | 0.021219 | 0.020521 | 0.019281 | 49460.6221 | 46094.3113 | 43078.7966 | 40260.5577 | 37726.2809 | 35158.6142 | 32858.5197 | 30708.8974 | 28775.8678 | 26817.3709 | 25062.9639 | 23423.3321 | 21948.9057 | 20455.0556
TAS1 | Grid Battery | 0 | 0.033331 | 0.041941 | 0.043471 | 0.041318 | 0.039111 | 0.039931 | 0.040682 | 0.041527 | 0.041922 | 0.043281 | 0.044048 | 0.046895 | 0.055746 | 0.055872 | 0.059347 | 0.065479 | 0.099449 | 0.093763 | 0.097437 | 0.094408 | 0.079721 | 0.072483 | 0.10472 | 0.098367
TAS1 | PHES | 0 | 0 | 0 | 0 | 0.075764 | 0.077953 | 0.094508 | 0.095042 | 0.094796 | 0.094141 | 0.095471 | 0.095633 | 0.11378 | 0.13576 | 0.12819 | 0.15348 | 0.20845 | 4108.2836 | 3839.5181 | 4719.9557 | 4398.7147 | 4110.9488 | 3842.0086 | 4930.2812 | 4594.7253
TAS1 | VPP | 0 | 0 | 0 | 0 | 0 | 0 | 0 | 0 | 0 | 0 | 0 | 0 | 0 | 0 | 0 | 0 | 0 | 0 | 0 | 0 | 0 | 0 | 0 | 0 | 0
Total excluding storage |  | 0 | 0.17216 | 63185.5421 | 117614.6429 | 174229.7307 | 191620.4487 | 217849.7753 | 204136.8246 | 259208.4207 | 265100.0011 | 247757.0243 | 281622.1002 | 262454.8166 | 245284.921 | 229238.5045 | 214808.6946 | 219723.9234 | 209457.5977 | 195754.7667 | 184554.7458 | 171993.8773 | 160741.9349 | 150226.109 | 142099.9963 | 132428.6146

## BaseCase_Rehab Cost
Rehabilition cost by technology ($000s) - BaseCase, Progressive Change Scenario
Rehab | Real June 2023 dollars discounted to 1 July 2023
Explicitly modelled generation
Region | Technology | 2024-25 | 2025-26 | 2026-27 | 2027-28 | 2028-29 | 2029-30 | 2030-31 | 2031-32 | 2032-33 | 2033-34 | 2034-35 | 2035-36 | 2036-37 | 2037-38 | 2038-39 | 2039-40 | 2040-41 | 2041-42 | 2042-43 | 2043-44 | 2044-45 | 2045-46 | 2046-47 | 2047-48 | 2048-49
NEM | Black Coal | 0 | 0 | 0 | 0 | 0 | 0 | 0 | 0 | 0 | 0 | 0 | 0 | 0 | 0 | 0 | 0 | 0 | 0 | 0 | 0 | 0 | 0 | 0 | 0 | 0
NEM | Brown Coal | 0 | 0 | 0 | 0 | 0 | 0 | 0 | 0 | 0 | 0 | 0 | 0 | 0 | 0 | 0 | 0 | 0 | 0 | 0 | 0 | 0 | 0 | 0 | 0 | 0
NEM | CCGT | 0 | 0 | 0 | 0 | 0 | 0 | 0 | 0 | 0 | 0 | 0 | 0 | 0 | 0 | 0 | 0 | 0 | 0 | 0 | 0 | 0 | 0 | 0 | 0 | 0
NEM | Gas - Steam | 0 | 0 | 0 | 0 | 0 | 0 | 0 | 0 | 0 | 0 | 0 | 0 | 0 | 0 | 0 | 0 | 0 | 0 | 0 | 0 | 0 | 0 | 0 | 0 | 0
NEM | OCGT / Diesel | 0 | 0 | 0 | 0 | 0 | 0 | 0 | 0 | 0 | 0 | 0 | 0 | 0 | 0 | 0 | 0 | 0 | 0 | 0 | 0 | 0 | 0 | 0 | 0 | 0
NEM | Hydro | 0 | 0 | 0 | 0 | 0 | 0 | 0 | 0 | 0 | 0 | 0 | 0 | 0 | 0 | 0 | 0 | 0 | 0 | 0 | 0 | 0 | 0 | 0 | 0 | 0
NEM | Hydrogen Turbine | 0 | 0 | 0 | 0 | 0 | 0 | 0 | 0 | 0 | 0 | 0 | 0 | 0 | 0 | 0 | 0 | 0 | 0 | 0 | 0 | 0 | 0 | 0 | 0 | 0
NEM | Wind | 0 | 0 | 0 | 0 | 0 | 0 | 0 | 0 | 0 | 0 | 0 | 0 | 0 | 0 | 0 | 0 | 0 | 0 | 0 | 0 | 0 | 0 | 0 | 0 | 0
NEM | Solar PV | 0 | 0 | 0 | 0 | 0 | 0 | 0 | 0 | 0 | 0 | 0 | 0 | 0 | 0 | 0 | 0 | 0 | 0 | 0 | 0 | 0 | 0 | 0 | 0 | 0
NEM | Grid Battery | 0 | 0 | 0 | 0 | 0 | 0 | 0 | 0 | 0 | 0 | 0 | 0 | 0 | 0 | 0 | 0 | 0 | 0 | 0 | 0 | 0 | 0 | 0 | 0 | 0
NEM | PHES | 0 | 0 | 0 | 0 | 0 | 0 | 0 | 0 | 0 | 0 | 0 | 0 | 0 | 0 | 0 | 0 | 0 | 0 | 0 | 0 | 0 | 0 | 0 | 0 | 0
NEM | VPP | 0 | 0 | 0 | 0 | 0 | 0 | 0 | 0 | 0 | 0 | 0 | 0 | 0 | 0 | 0 | 0 | 0 | 0 | 0 | 0 | 0 | 0 | 0 | 0 | 0
Total excluding storage |  | 0 | 0 | 0 | 0 | 0 | 0 | 0 | 0 | 0 | 0 | 0 | 0 | 0 | 0 | 0 | 0 | 0 | 0 | 0 | 0 | 0 | 0 | 0 | 0 | 0
Region | Technology | 2024-25 | 2025-26 | 2026-27 | 2027-28 | 2028-29 | 2029-30 | 2030-31 | 2031-32 | 2032-33 | 2033-34 | 2034-35 | 2035-36 | 2036-37 | 2037-38 | 2038-39 | 2039-40 | 2040-41 | 2041-42 | 2042-43 | 2043-44 | 2044-45 | 2045-46 | 2046-47 | 2047-48 | 2048-49
NSW1 | Black Coal | 0 | 0 | 0 | 0 | 0 | 0 | 0 | 0 | 0 | 0 | 0 | 0 | 0 | 0 | 0 | 0 | 0 | 0 | 0 | 0 | 0 | 0 | 0 | 0 | 0
NSW1 | Brown Coal | 0 | 0 | 0 | 0 | 0 | 0 | 0 | 0 | 0 | 0 | 0 | 0 | 0 | 0 | 0 | 0 | 0 | 0 | 0 | 0 | 0 | 0 | 0 | 0 | 0
NSW1 | CCGT | 0 | 0 | 0 | 0 | 0 | 0 | 0 | 0 | 0 | 0 | 0 | 0 | 0 | 0 | 0 | 0 | 0 | 0 | 0 | 0 | 0 | 0 | 0 | 0 | 0
NSW1 | Gas - Steam | 0 | 0 | 0 | 0 | 0 | 0 | 0 | 0 | 0 | 0 | 0 | 0 | 0 | 0 | 0 | 0 | 0 | 0 | 0 | 0 | 0 | 0 | 0 | 0 | 0
NSW1 | OCGT / Diesel | 0 | 0 | 0 | 0 | 0 | 0 | 0 | 0 | 0 | 0 | 0 | 0 | 0 | 0 | 0 | 0 | 0 | 0 | 0 | 0 | 0 | 0 | 0 | 0 | 0
NSW1 | Hydro | 0 | 0 | 0 | 0 | 0 | 0 | 0 | 0 | 0 | 0 | 0 | 0 | 0 | 0 | 0 | 0 | 0 | 0 | 0 | 0 | 0 | 0 | 0 | 0 | 0
NSW1 | Hydrogen Turbine | 0 | 0 | 0 | 0 | 0 | 0 | 0 | 0 | 0 | 0 | 0 | 0 | 0 | 0 | 0 | 0 | 0 | 0 | 0 | 0 | 0 | 0 | 0 | 0 | 0
NSW1 | Wind | 0 | 0 | 0 | 0 | 0 | 0 | 0 | 0 | 0 | 0 | 0 | 0 | 0 | 0 | 0 | 0 | 0 | 0 | 0 | 0 | 0 | 0 | 0 | 0 | 0
NSW1 | Solar PV | 0 | 0 | 0 | 0 | 0 | 0 | 0 | 0 | 0 | 0 | 0 | 0 | 0 | 0 | 0 | 0 | 0 | 0 | 0 | 0 | 0 | 0 | 0 | 0 | 0
NSW1 | Grid Battery | 0 | 0 | 0 | 0 | 0 | 0 | 0 | 0 | 0 | 0 | 0 | 0 | 0 | 0 | 0 | 0 | 0 | 0 | 0 | 0 | 0 | 0 | 0 | 0 | 0
NSW1 | PHES | 0 | 0 | 0 | 0 | 0 | 0 | 0 | 0 | 0 | 0 | 0 | 0 | 0 | 0 | 0 | 0 | 0 | 0 | 0 | 0 | 0 | 0 | 0 | 0 | 0
NSW1 | VPP | 0 | 0 | 0 | 0 | 0 | 0 | 0 | 0 | 0 | 0 | 0 | 0 | 0 | 0 | 0 | 0 | 0 | 0 | 0 | 0 | 0 | 0 | 0 | 0 | 0
Total excluding storage |  | 0 | 0 | 0 | 0 | 0 | 0 | 0 | 0 | 0 | 0 | 0 | 0 | 0 | 0 | 0 | 0 | 0 | 0 | 0 | 0 | 0 | 0 | 0 | 0 | 0
Region | Technology | 2024-25 | 2025-26 | 2026-27 | 2027-28 | 2028-29 | 2029-30 | 2030-31 | 2031-32 | 2032-33 | 2033-34 | 2034-35 | 2035-36 | 2036-37 | 2037-38 | 2038-39 | 2039-40 | 2040-41 | 2041-42 | 2042-43 | 2043-44 | 2044-45 | 2045-46 | 2046-47 | 2047-48 | 2048-49
QLD1 | Black Coal | 0 | 0 | 0 | 0 | 0 | 0 | 0 | 0 | 0 | 0 | 0 | 0 | 0 | 0 | 0 | 0 | 0 | 0 | 0 | 0 | 0 | 0 | 0 | 0 | 0
QLD1 | Brown Coal | 0 | 0 | 0 | 0 | 0 | 0 | 0 | 0 | 0 | 0 | 0 | 0 | 0 | 0 | 0 | 0 | 0 | 0 | 0 | 0 | 0 | 0 | 0 | 0 | 0
QLD1 | CCGT | 0 | 0 | 0 | 0 | 0 | 0 | 0 | 0 | 0 | 0 | 0 | 0 | 0 | 0 | 0 | 0 | 0 | 0 | 0 | 0 | 0 | 0 | 0 | 0 | 0
QLD1 | Gas - Steam | 0 | 0 | 0 | 0 | 0 | 0 | 0 | 0 | 0 | 0 | 0 | 0 | 0 | 0 | 0 | 0 | 0 | 0 | 0 | 0 | 0 | 0 | 0 | 0 | 0
QLD1 | OCGT / Diesel | 0 | 0 | 0 | 0 | 0 | 0 | 0 | 0 | 0 | 0 | 0 | 0 | 0 | 0 | 0 | 0 | 0 | 0 | 0 | 0 | 0 | 0 | 0 | 0 | 0
QLD1 | Hydro | 0 | 0 | 0 | 0 | 0 | 0 | 0 | 0 | 0 | 0 | 0 | 0 | 0 | 0 | 0 | 0 | 0 | 0 | 0 | 0 | 0 | 0 | 0 | 0 | 0
QLD1 | Hydrogen Turbine | 0 | 0 | 0 | 0 | 0 | 0 | 0 | 0 | 0 | 0 | 0 | 0 | 0 | 0 | 0 | 0 | 0 | 0 | 0 | 0 | 0 | 0 | 0 | 0 | 0
QLD1 | Wind | 0 | 0 | 0 | 0 | 0 | 0 | 0 | 0 | 0 | 0 | 0 | 0 | 0 | 0 | 0 | 0 | 0 | 0 | 0 | 0 | 0 | 0 | 0 | 0 | 0
QLD1 | Solar PV | 0 | 0 | 0 | 0 | 0 | 0 | 0 | 0 | 0 | 0 | 0 | 0 | 0 | 0 | 0 | 0 | 0 | 0 | 0 | 0 | 0 | 0 | 0 | 0 | 0
QLD1 | Grid Battery | 0 | 0 | 0 | 0 | 0 | 0 | 0 | 0 | 0 | 0 | 0 | 0 | 0 | 0 | 0 | 0 | 0 | 0 | 0 | 0 | 0 | 0 | 0 | 0 | 0
QLD1 | PHES | 0 | 0 | 0 | 0 | 0 | 0 | 0 | 0 | 0 | 0 | 0 | 0 | 0 | 0 | 0 | 0 | 0 | 0 | 0 | 0 | 0 | 0 | 0 | 0 | 0
QLD1 | VPP | 0 | 0 | 0 | 0 | 0 | 0 | 0 | 0 | 0 | 0 | 0 | 0 | 0 | 0 | 0 | 0 | 0 | 0 | 0 | 0 | 0 | 0 | 0 | 0 | 0
Total excluding storage |  | 0 | 0 | 0 | 0 | 0 | 0 | 0 | 0 | 0 | 0 | 0 | 0 | 0 | 0 | 0 | 0 | 0 | 0 | 0 | 0 | 0 | 0 | 0 | 0 | 0
Region | Technology | 2024-25 | 2025-26 | 2026-27 | 2027-28 | 2028-29 | 2029-30 | 2030-31 | 2031-32 | 2032-33 | 2033-34 | 2034-35 | 2035-36 | 2036-37 | 2037-38 | 2038-39 | 2039-40 | 2040-41 | 2041-42 | 2042-43 | 2043-44 | 2044-45 | 2045-46 | 2046-47 | 2047-48 | 2048-49
VIC1 | Black Coal | 0 | 0 | 0 | 0 | 0 | 0 | 0 | 0 | 0 | 0 | 0 | 0 | 0 | 0 | 0 | 0 | 0 | 0 | 0 | 0 | 0 | 0 | 0 | 0 | 0
VIC1 | Brown Coal | 0 | 0 | 0 | 0 | 0 | 0 | 0 | 0 | 0 | 0 | 0 | 0 | 0 | 0 | 0 | 0 | 0 | 0 | 0 | 0 | 0 | 0 | 0 | 0 | 0
VIC1 | CCGT | 0 | 0 | 0 | 0 | 0 | 0 | 0 | 0 | 0 | 0 | 0 | 0 | 0 | 0 | 0 | 0 | 0 | 0 | 0 | 0 | 0 | 0 | 0 | 0 | 0
VIC1 | Gas - Steam | 0 | 0 | 0 | 0 | 0 | 0 | 0 | 0 | 0 | 0 | 0 | 0 | 0 | 0 | 0 | 0 | 0 | 0 | 0 | 0 | 0 | 0 | 0 | 0 | 0
VIC1 | OCGT / Diesel | 0 | 0 | 0 | 0 | 0 | 0 | 0 | 0 | 0 | 0 | 0 | 0 | 0 | 0 | 0 | 0 | 0 | 0 | 0 | 0 | 0 | 0 | 0 | 0 | 0
VIC1 | Hydro | 0 | 0 | 0 | 0 | 0 | 0 | 0 | 0 | 0 | 0 | 0 | 0 | 0 | 0 | 0 | 0 | 0 | 0 | 0 | 0 | 0 | 0 | 0 | 0 | 0
VIC1 | Hydrogen Turbine | 0 | 0 | 0 | 0 | 0 | 0 | 0 | 0 | 0 | 0 | 0 | 0 | 0 | 0 | 0 | 0 | 0 | 0 | 0 | 0 | 0 | 0 | 0 | 0 | 0
VIC1 | Wind | 0 | 0 | 0 | 0 | 0 | 0 | 0 | 0 | 0 | 0 | 0 | 0 | 0 | 0 | 0 | 0 | 0 | 0 | 0 | 0 | 0 | 0 | 0 | 0 | 0
VIC1 | Solar PV | 0 | 0 | 0 | 0 | 0 | 0 | 0 | 0 | 0 | 0 | 0 | 0 | 0 | 0 | 0 | 0 | 0 | 0 | 0 | 0 | 0 | 0 | 0 | 0 | 0
VIC1 | Grid Battery | 0 | 0 | 0 | 0 | 0 | 0 | 0 | 0 | 0 | 0 | 0 | 0 | 0 | 0 | 0 | 0 | 0 | 0 | 0 | 0 | 0 | 0 | 0 | 0 | 0
VIC1 | PHES | 0 | 0 | 0 | 0 | 0 | 0 | 0 | 0 | 0 | 0 | 0 | 0 | 0 | 0 | 0 | 0 | 0 | 0 | 0 | 0 | 0 | 0 | 0 | 0 | 0
VIC1 | VPP | 0 | 0 | 0 | 0 | 0 | 0 | 0 | 0 | 0 | 0 | 0 | 0 | 0 | 0 | 0 | 0 | 0 | 0 | 0 | 0 | 0 | 0 | 0 | 0 | 0
Total excluding storage |  | 0 | 0 | 0 | 0 | 0 | 0 | 0 | 0 | 0 | 0 | 0 | 0 | 0 | 0 | 0 | 0 | 0 | 0 | 0 | 0 | 0 | 0 | 0 | 0 | 0
Region | Technology | 2024-25 | 2025-26 | 2026-27 | 2027-28 | 2028-29 | 2029-30 | 2030-31 | 2031-32 | 2032-33 | 2033-34 | 2034-35 | 2035-36 | 2036-37 | 2037-38 | 2038-39 | 2039-40 | 2040-41 | 2041-42 | 2042-43 | 2043-44 | 2044-45 | 2045-46 | 2046-47 | 2047-48 | 2048-49
SA1 | Black Coal | 0 | 0 | 0 | 0 | 0 | 0 | 0 | 0 | 0 | 0 | 0 | 0 | 0 | 0 | 0 | 0 | 0 | 0 | 0 | 0 | 0 | 0 | 0 | 0 | 0
SA1 | Brown Coal | 0 | 0 | 0 | 0 | 0 | 0 | 0 | 0 | 0 | 0 | 0 | 0 | 0 | 0 | 0 | 0 | 0 | 0 | 0 | 0 | 0 | 0 | 0 | 0 | 0
SA1 | CCGT | 0 | 0 | 0 | 0 | 0 | 0 | 0 | 0 | 0 | 0 | 0 | 0 | 0 | 0 | 0 | 0 | 0 | 0 | 0 | 0 | 0 | 0 | 0 | 0 | 0
SA1 | Gas - Steam | 0 | 0 | 0 | 0 | 0 | 0 | 0 | 0 | 0 | 0 | 0 | 0 | 0 | 0 | 0 | 0 | 0 | 0 | 0 | 0 | 0 | 0 | 0 | 0 | 0
SA1 | OCGT / Diesel | 0 | 0 | 0 | 0 | 0 | 0 | 0 | 0 | 0 | 0 | 0 | 0 | 0 | 0 | 0 | 0 | 0 | 0 | 0 | 0 | 0 | 0 | 0 | 0 | 0
SA1 | Hydro | 0 | 0 | 0 | 0 | 0 | 0 | 0 | 0 | 0 | 0 | 0 | 0 | 0 | 0 | 0 | 0 | 0 | 0 | 0 | 0 | 0 | 0 | 0 | 0 | 0
SA1 | Hydrogen Turbine | 0 | 0 | 0 | 0 | 0 | 0 | 0 | 0 | 0 | 0 | 0 | 0 | 0 | 0 | 0 | 0 | 0 | 0 | 0 | 0 | 0 | 0 | 0 | 0 | 0
SA1 | Wind | 0 | 0 | 0 | 0 | 0 | 0 | 0 | 0 | 0 | 0 | 0 | 0 | 0 | 0 | 0 | 0 | 0 | 0 | 0 | 0 | 0 | 0 | 0 | 0 | 0
SA1 | Solar PV | 0 | 0 | 0 | 0 | 0 | 0 | 0 | 0 | 0 | 0 | 0 | 0 | 0 | 0 | 0 | 0 | 0 | 0 | 0 | 0 | 0 | 0 | 0 | 0 | 0
SA1 | Grid Battery | 0 | 0 | 0 | 0 | 0 | 0 | 0 | 0 | 0 | 0 | 0 | 0 | 0 | 0 | 0 | 0 | 0 | 0 | 0 | 0 | 0 | 0 | 0 | 0 | 0
SA1 | PHES | 0 | 0 | 0 | 0 | 0 | 0 | 0 | 0 | 0 | 0 | 0 | 0 | 0 | 0 | 0 | 0 | 0 | 0 | 0 | 0 | 0 | 0 | 0 | 0 | 0
SA1 | VPP | 0 | 0 | 0 | 0 | 0 | 0 | 0 | 0 | 0 | 0 | 0 | 0 | 0 | 0 | 0 | 0 | 0 | 0 | 0 | 0 | 0 | 0 | 0 | 0 | 0
Total excluding storage |  | 0 | 0 | 0 | 0 | 0 | 0 | 0 | 0 | 0 | 0 | 0 | 0 | 0 | 0 | 0 | 0 | 0 | 0 | 0 | 0 | 0 | 0 | 0 | 0 | 0
Region | Technology | 2024-25 | 2025-26 | 2026-27 | 2027-28 | 2028-29 | 2029-30 | 2030-31 | 2031-32 | 2032-33 | 2033-34 | 2034-35 | 2035-36 | 2036-37 | 2037-38 | 2038-39 | 2039-40 | 2040-41 | 2041-42 | 2042-43 | 2043-44 | 2044-45 | 2045-46 | 2046-47 | 2047-48 | 2048-49
TAS1 | Black Coal | 0 | 0 | 0 | 0 | 0 | 0 | 0 | 0 | 0 | 0 | 0 | 0 | 0 | 0 | 0 | 0 | 0 | 0 | 0 | 0 | 0 | 0 | 0 | 0 | 0
TAS1 | Brown Coal | 0 | 0 | 0 | 0 | 0 | 0 | 0 | 0 | 0 | 0 | 0 | 0 | 0 | 0 | 0 | 0 | 0 | 0 | 0 | 0 | 0 | 0 | 0 | 0 | 0
TAS1 | CCGT | 0 | 0 | 0 | 0 | 0 | 0 | 0 | 0 | 0 | 0 | 0 | 0 | 0 | 0 | 0 | 0 | 0 | 0 | 0 | 0 | 0 | 0 | 0 | 0 | 0
TAS1 | Gas - Steam | 0 | 0 | 0 | 0 | 0 | 0 | 0 | 0 | 0 | 0 | 0 | 0 | 0 | 0 | 0 | 0 | 0 | 0 | 0 | 0 | 0 | 0 | 0 | 0 | 0
TAS1 | OCGT / Diesel | 0 | 0 | 0 | 0 | 0 | 0 | 0 | 0 | 0 | 0 | 0 | 0 | 0 | 0 | 0 | 0 | 0 | 0 | 0 | 0 | 0 | 0 | 0 | 0 | 0
TAS1 | Hydro | 0 | 0 | 0 | 0 | 0 | 0 | 0 | 0 | 0 | 0 | 0 | 0 | 0 | 0 | 0 | 0 | 0 | 0 | 0 | 0 | 0 | 0 | 0 | 0 | 0
TAS1 | Hydrogen Turbine | 0 | 0 | 0 | 0 | 0 | 0 | 0 | 0 | 0 | 0 | 0 | 0 | 0 | 0 | 0 | 0 | 0 | 0 | 0 | 0 | 0 | 0 | 0 | 0 | 0
TAS1 | Wind | 0 | 0 | 0 | 0 | 0 | 0 | 0 | 0 | 0 | 0 | 0 | 0 | 0 | 0 | 0 | 0 | 0 | 0 | 0 | 0 | 0 | 0 | 0 | 0 | 0
TAS1 | Solar PV | 0 | 0 | 0 | 0 | 0 | 0 | 0 | 0 | 0 | 0 | 0 | 0 | 0 | 0 | 0 | 0 | 0 | 0 | 0 | 0 | 0 | 0 | 0 | 0 | 0
TAS1 | Grid Battery | 0 | 0 | 0 | 0 | 0 | 0 | 0 | 0 | 0 | 0 | 0 | 0 | 0 | 0 | 0 | 0 | 0 | 0 | 0 | 0 | 0 | 0 | 0 | 0 | 0
TAS1 | PHES | 0 | 0 | 0 | 0 | 0 | 0 | 0 | 0 | 0 | 0 | 0 | 0 | 0 | 0 | 0 | 0 | 0 | 0 | 0 | 0 | 0 | 0 | 0 | 0 | 0
TAS1 | VPP | 0 | 0 | 0 | 0 | 0 | 0 | 0 | 0 | 0 | 0 | 0 | 0 | 0 | 0 | 0 | 0 | 0 | 0 | 0 | 0 | 0 | 0 | 0 | 0 | 0
Total excluding storage |  | 0 | 0 | 0 | 0 | 0 | 0 | 0 | 0 | 0 | 0 | 0 | 0 | 0 | 0 | 0 | 0 | 0 | 0 | 0 | 0 | 0 | 0 | 0 | 0 | 0

## BaseCase_REZ Tx Cost
REZ transmission expansion cost by region ($000s) - BaseCase, Progressive Change Scenario
REZ Expansion | Real June 2023 dollars discounted to 1 July 2023. As with the total capital costs, the REZ transmission expansion costs are annualised for modelling purposes. Build costs do not include capital costs of existing, committed and anticipated transmission projects since there will be no difference in these costs between the Base Case and option case.
Explicitly modelled generation
Region | Technology | 2024-25 | 2025-26 | 2026-27 | 2027-28 | 2028-29 | 2029-30 | 2030-31 | 2031-32 | 2032-33 | 2033-34 | 2034-35 | 2035-36 | 2036-37 | 2037-38 | 2038-39 | 2039-40 | 2040-41 | 2041-42 | 2042-43 | 2043-44 | 2044-45 | 2045-46 | 2046-47 | 2047-48 | 2048-49
NSW1 | Transmission | 5716.7621 | 20936.2592 | 47316.9983 | 66259.6035 | 61749.9462 | 57710.2303 | 53934.7948 | 50539.7656 | 47100.0073 | 44018.6986 | 41138.9709 | 38549.3995 | 35925.7108 | 33575.4309 | 31378.9076 | 29403.7022 | 27402.4738 | 25609.7889 | 23934.3824 | 22427.787 | 20901.3424 | 19533.9653 | 18256.0427 | 17106.8815 | 15942.5802
QLD1 | Transmission | 89.6194 | 11934.0875 | 16608.6934 | 32694.0964 | 30473.2213 | 37209.3784 | 34775.1203 | 32586.1342 | 30372.3445 | 29410.0412 | 33563.2389 | 31451.561 | 29310.9548 | 30183.5642 | 28521.352 | 29203.2238 | 32041.3333 | 32555.6693 | 32002.0676 | 35358.7173 | 33427.9248 | 41529.4192 | 50554.1686 | 47383.6952 | 49544.2015
VIC1 | Transmission | 0.00038102 | 7437.2033 | 6956.1843 | 6518.314 | 12880.1242 | 12042.9634 | 11255.1061 | 10546.6319 | 9828.8238 | 9185.8174 | 8584.8762 | 8044.4848 | 9009.7147 | 10674.6082 | 26193.0222 | 27454.1315 | 31679.2067 | 31099.7751 | 34333.4159 | 32172.2332 | 29982.5772 | 28021.1003 | 26187.9444 | 24539.494 | 22869.3256
SA1 | Transmission | 70.8372 | 66.2201 | 9328.1335 | 11473.3021 | 39920.0162 | 37312.6397 | 34871.6261 | 32676.5649 | 30452.5839 | 28460.3592 | 26598.4668 | 24924.1755 | 23227.8256 | 21708.2487 | 20288.0832 | 19011.0113 | 17936.973 | 16829.0562 | 15728.0903 | 14738.0558 | 13735.0431 | 13455.8644 | 13446.2432 | 12599.8441 | 11855.8632
TAS1 | Transmission | 0.00015365 | 0.00071729 | 0.00072386 | 0.00074685 | 0.00077369 | 0.00080743 | 950.2811 | 907.2173 | 1391.9614 | 1436.0193 | 1342.0743 | 1257.5951 | 1231.4533 | 1150.8911 | 1075.5994 | 1007.8939 | 939.2964 | 877.8473 | 838.7772 | 813.1412 | 757.7987 | 721.2578 | 674.0729 | 631.6423 | 588.6527
NEM | Total | 5877.2194 | 40373.7708 | 80210.0103 | 116945.3168 | 145023.3088 | 144275.2126 | 135786.9284 | 127256.3139 | 119145.7209 | 112510.9356 | 111227.6271 | 104227.2158 | 98705.6591 | 97292.7431 | 107456.9645 | 106079.9627 | 109999.2831 | 106972.1368 | 106836.7335 | 105509.9346 | 98804.6861 | 103261.607 | 109118.4718 | 102261.5571 | 100800.6232

## BaseCase_USE+DSP Cost
USE+DSP cost by region ($000s) - BaseCase, Progressive Change Scenario
USE+DSP | Real June 2023 dollars discounted to 1 July 2023
Explicitly modelled generation
Region | Technology | 2024-25 | 2025-26 | 2026-27 | 2027-28 | 2028-29 | 2029-30 | 2030-31 | 2031-32 | 2032-33 | 2033-34 | 2034-35 | 2035-36 | 2036-37 | 2037-38 | 2038-39 | 2039-40 | 2040-41 | 2041-42 | 2042-43 | 2043-44 | 2044-45 | 2045-46 | 2046-47 | 2047-48 | 2048-49
NSW1 | USE+DSP | 0.13919 | 48917.4687 | 1892.0257 | 22061.5983 | 17693.8195 | 880385.1769 | 0.14154 | 0.14163 | 0.14242 | 0.14545 | 0.14921 | 0.14644 | 0.14604 | 20889.3197 | 0.14938 | 0.15199 | 1.3532 | 368.7049 | 608.0822 | 496.5489 | 816.3056 | 1273.6982 | 3037.6415 | 834.932 | 393.9279
QLD1 | USE+DSP | 0.019179 | 0.022398 | 123.5457 | 39008.9817 | 29585.9486 | 97405.2336 | 0.018094 | 0.018405 | 0.018614 | 0.019195 | 3118.1213 | 2288.3386 | 0.019606 | 7491.1039 | 0.020207 | 0.020922 | 0.022655 | 739.5621 | 386.1411 | 6999.2349 | 6330.1452 | 5205.8789 | 21386.0792 | 157.1141 | 1975.8042
VIC1 | USE+DSP | 0.02609 | 0.028851 | 64.2997 | 2581.9855 | 2682.8179 | 230858.8595 | 0.024835 | 0.024809 | 0.025003 | 0.026037 | 0.026386 | 0.02654 | 0.025449 | 288.406 | 0.025885 | 0.026404 | 42.5186 | 2784.1969 | 134.3391 | 712.7254 | 1370.3663 | 316.8156 | 5358.938 | 4626.5145 | 61.5104
SA1 | USE+DSP | 0.021936 | 0.024995 | 1731.7102 | 4969.0517 | 4540.8659 | 88716.0468 | 0.02056 | 0.020498 | 17.8049 | 0.021437 | 0.022134 | 32.1148 | 0.021264 | 10696.3126 | 869.5539 | 0.022667 | 94.0295 | 1793.7115 | 75.8593 | 1179.2616 | 1169.2475 | 240.8352 | 800.859 | 2189.1407 | 132.7266
TAS1 | USE+DSP | 0.012417 | 0.012317 | 0.012273 | 0.012273 | 0.012255 | 0.012227 | 0.012202 | 0.012202 | 0.012176 | 0.012196 | 0.01218 | 0.01218 | 0.012413 | 47.8018 | 0.012439 | 0.012872 | 5.0555 | 135.81 | 42.4958 | 106.8814 | 227.8496 | 97.3387 | 51.5806 | 81.6689 | 35.2273
NEM | Total | 0.21881 | 48917.5573 | 3811.5935 | 68621.6295 | 54503.4641 | 1297365.3291 | 0.21723 | 0.21754 | 18.0031 | 0.22432 | 3118.3312 | 2320.6386 | 0.22478 | 39412.944 | 869.7618 | 0.23485 | 142.9794 | 5821.9854 | 1246.9175 | 9494.6522 | 9913.9143 | 7134.5665 | 30635.0983 | 7889.3702 | 2599.1965

## O3C_CF
Annual capacity factor by technology - O3C, Progressive Change Scenario
Non-scheduled generation including Distributed PV is not shown.
Explicitly modelled generation
Region | Technology | 2024-25 | 2025-26 | 2026-27 | 2027-28 | 2028-29 | 2029-30 | 2030-31 | 2031-32 | 2032-33 | 2033-34 | 2034-35 | 2035-36 | 2036-37 | 2037-38 | 2038-39 | 2039-40 | 2040-41 | 2041-42 | 2042-43 | 2043-44 | 2044-45 | 2045-46 | 2046-47 | 2047-48 | 2048-49
NEM | Black Coal | 52.65% | 42.58% | 43.18% | 39.09% | 39.52% | 33.98% | 35% | 36.87% | 42.04% | 58.42% | 58.19% | 52.51% | 49.85% | 53.04% | 59.63% | 55.27% | 61.45% | 60.83% | 64.69% | 64.39% | 61.18% | 58.59% | 60% | 60.05% | 54.86%
NEM | Brown Coal | 65.53% | 54.54% | 47% | 47.21% | 48.53% | 44.8% | 49% | 46.67% | 49.94% | 62.24% | 47.41% | 57.71% | 45.67% | 54.87% | 62.55% | 60.23% | 58.07% | 61.61% | 62.24% | 62.49% | 59.7% | 14.61% | 47.68% | - | -
NEM | CCGT | 5.526% | 4.008% | 4.899% | 5.663% | 6.633% | 3.481% | 3.947% | 3.394% | 4.7% | 6.305% | 17.93% | 11.59% | 10.73% | 16.41% | 18.58% | 25.61% | 34.93% | 31.97% | 37.7% | 33.51% | 30.38% | 31.22% | 28.15% | 30.1% | 30.7%
NEM | Gas - Steam | 0.4336% | 35.61% | 50.11% | 42.2% | 52.95% | 32.17% | 1.309e-06% | 0.06649% | 0.2252% | 0.7885% | 5.678% | 3.358% | 2.379% | 5.87% | 1.587% | - | - | - | - | - | - | - | - | - | -
NEM | OCGT / Diesel | 0.622% | 0.9893% | 0.953% | 0.7935% | 1.484% | 0.658% | 0.1257% | 0.0564% | 0.182% | 0.7028% | 2.18% | 1.254% | 1.044% | 2.183% | 1.086% | 3.314% | 9.856% | 7.178% | 6.049% | 12.03% | 8.533% | 11.3% | 9.44% | 12.28% | 13.85%
NEM | Hydro | 28.79% | 24.98% | 20.94% | 17.38% | 22.88% | 18.63% | 19.79% | 18.27% | 18.74% | 22.89% | 21.39% | 19.36% | 22.21% | 28.12% | 24.87% | 23.86% | 22.72% | 23.37% | 25.33% | 26.05% | 24.73% | 23.65% | 28.65% | 27.82% | 28.55%
NEM | Hydrogen Turbine | bar: 2024-25 to 2048-49
NEM | Wind | 31.92% | 33.02% | 32% | 30.03% | 30.18% | 28.66% | 29.7% | 31.42% | 31.45% | 32.08% | 32.21% | 33.49% | 33.99% | 33.61% | 33.73% | 33.49% | 34.77% | 33.6% | 33.16% | 33.5% | 35.3% | 35.52% | 34.62% | 34.32% | 33.89%
NEM | Solar PV | 22.68% | 21.31% | 22.31% | 21.05% | 20.74% | 20.29% | 21.76% | 21.88% | 23.54% | 24.42% | 23.73% | 24.37% | 24.56% | 22.18% | 23.29% | 24.72% | 24.93% | 24.95% | 24.87% | 24.17% | 25.67% | 25.16% | 21.66% | 22.6% | 23.59%
NEM | Grid Battery | 7.591% | 5.732% | 7.485% | 7.393% | 7.115% | 7.038% | 7.821% | 7.079% | 7.151% | 6.974% | 5.917% | 5.998% | 6.361% | 6.085% | 6.202% | 6.198% | 5.816% | 6.315% | 6.818% | 6.922% | 8.324% | 10.05% | 9.02% | 9.324% | 9.338%
NEM | PHES | 14.29% | 14.6% | 16.98% | 15.08% | 27.29% | 19.21% | 15.66% | 15.38% | 18.86% | 21.42% | 22.23% | 23.54% | 23.41% | 22.81% | 21.84% | 23.14% | 22.15% | 22.98% | 23.53% | 23.92% | 25.14% | 25.35% | 23.99% | 22.56% | 23.24%
NEM | VPP | 9.321% | 7.603% | 8.141% | 7.854% | 7.461% | 7.256% | 7.257% | 6.946% | 7.437% | 7.595% | 7.157% | 7.157% | 7.545% | 7.392% | 7.519% | 7.561% | 7.151% | 7.426% | 7.472% | 7.434% | 7.461% | 7.618% | 7.245% | 7.43% | 7.377%
Region | Technology | 2024-25 | 2025-26 | 2026-27 | 2027-28 | 2028-29 | 2029-30 | 2030-31 | 2031-32 | 2032-33 | 2033-34 | 2034-35 | 2035-36 | 2036-37 | 2037-38 | 2038-39 | 2039-40 | 2040-41 | 2041-42 | 2042-43 | 2043-44 | 2044-45 | 2045-46 | 2046-47 | 2047-48 | 2048-49
NSW1 | Black Coal | 48.3% | 40.72% | 49.04% | 40.97% | 44.35% | 32% | 35.46% | 30.45% | 37.52% | 49.7% | 52.4% | 47.4% | 48.18% | 42.43% | 55.06% | 53.54% | - | - | - | - | - | - | - | - | -
NSW1 | Brown Coal | bar: 2024-25 to 2048-49
NSW1 | CCGT | 0.1102% | 2.835% | 2.67% | 3.509% | 9.088% | 0.06129% | 1.676% | 0.04432% | 3.937% | 4.265% | 24.9% | 9.326% | 9.787% | 13.14% | 18.17% | 27.09% | 39.26% | 38.29% | 46.97% | - | - | - | - | - | -
NSW1 | Gas - Steam | bar: 2024-25 to 2048-49
NSW1 | OCGT / Diesel | 0.001716% | 0.2502% | 0.09246% | 0.06375% | 1.156% | 0.1453% | 0.005368% | 0.008004% | 0.0157% | 0.005479% | 1.245% | 0.7377% | 0.6329% | 1.261% | 0.08837% | 2.309% | 11.7% | 7.349% | 6.713% | 13.54% | 12.93% | 14.85% | 10.91% | 16.06% | 16.02%
NSW1 | Hydro | 14.66% | 13.44% | 15.22% | 13.74% | 17.71% | 15.29% | 12.25% | 11.24% | 11.25% | 14.67% | 15.02% | 14.17% | 11.41% | 17.34% | 14.07% | 12.67% | 12.94% | 12.12% | 13.99% | 15.21% | 14.25% | 12.56% | 17.7% | 17.26% | 18.02%
NSW1 | Hydrogen Turbine | bar: 2024-25 to 2048-49
NSW1 | Wind | 32.64% | 33.94% | 33.52% | 30.49% | 30.65% | 26.4% | 27.01% | 27.91% | 29.05% | 29.38% | 29.3% | 30.65% | 31.68% | 32.25% | 29.58% | 30.74% | 31.19% | 31.66% | 31.12% | 31.01% | 32.41% | 32.72% | 32.33% | 29.72% | 30.34%
NSW1 | Solar PV | 21.01% | 19.93% | 24.86% | 22.56% | 20.91% | 20.79% | 22.3% | 21.44% | 22.82% | 23.65% | 22.76% | 24.09% | 24.22% | 22.19% | 22.7% | 24.78% | 24.86% | 25.21% | 24.92% | 24.1% | 25.89% | 25.34% | 21.97% | 22.31% | 24.12%
NSW1 | Grid Battery | 8.703% | 4.138% | 7.606% | 7.527% | 7.706% | 8.441% | 10.5% | 9.929% | 10.55% | 10.64% | 10.21% | 10.36% | 11.09% | 10.84% | 11.23% | 11.17% | 10.82% | 11.23% | 11.22% | 11.16% | 11.57% | 15.26% | 13.01% | 13.46% | 13.43%
NSW1 | PHES | 9.782% | 10.43% | 17.38% | 16.09% | 37.12% | 20.73% | 19.41% | 16.55% | 21.87% | 24.17% | 23.23% | 24.74% | 23.29% | 25.33% | 21.66% | 23.1% | 21.21% | 24.14% | 22.63% | 23.62% | 25.78% | 25.14% | 24.8% | 21.75% | 23.2%
NSW1 | VPP | 8.407% | 7.246% | 7.859% | 7.934% | 7.779% | 7.664% | 7.531% | 7.269% | 7.55% | 7.518% | 7.218% | 7.234% | 7.608% | 7.566% | 7.739% | 7.701% | 7.535% | 7.652% | 7.631% | 7.486% | 7.661% | 7.625% | 7.382% | 7.594% | 7.562%
Region | Technology | 2024-25 | 2025-26 | 2026-27 | 2027-28 | 2028-29 | 2029-30 | 2030-31 | 2031-32 | 2032-33 | 2033-34 | 2034-35 | 2035-36 | 2036-37 | 2037-38 | 2038-39 | 2039-40 | 2040-41 | 2041-42 | 2042-43 | 2043-44 | 2044-45 | 2045-46 | 2046-47 | 2047-48 | 2048-49
QLD1 | Black Coal | 57.11% | 44.48% | 39.25% | 37.53% | 37.49% | 34.45% | 34.87% | 38.94% | 43.98% | 63.39% | 62.94% | 56.72% | 51.23% | 61.75% | 63.39% | 56.69% | 61.45% | 60.83% | 64.69% | 64.39% | 61.18% | 58.59% | 60% | 60.05% | 54.86%
QLD1 | Brown Coal | bar: 2024-25 to 2048-49
QLD1 | CCGT | 6.235% | 6.099% | 6.16% | 5.948% | 6.181% | 6.027% | 5.979% | 5.742% | 6.136% | 7.082% | 17.84% | 15.17% | 15.19% | 20.41% | 21.92% | 29.99% | 39.94% | 35.59% | 41.23% | 40.03% | 36.29% | 46.54% | 60.67% | 64.88% | 66.19%
QLD1 | Gas - Steam | bar: 2024-25 to 2048-49
QLD1 | OCGT / Diesel | 6.872e-07% | 1.029e-06% | 9.492e-07% | 8.969e-07% | 9.19e-07% | 0.1307% | 1.425e-06% | 1.593e-06% | 1.799e-06% | 0.01309% | 0.03641% | 0.05292% | 0.001834% | 1.105% | 0.002448% | 2.611% | 8.488% | 3.866% | 1.82% | 6.831% | 5.603% | 11.14% | 10.34% | 12.89% | 14.43%
QLD1 | Hydro | 53.1% | 53.48% | 50.37% | 47.6% | 47.87% | 42.12% | 41.87% | 47.71% | 53.34% | 54.63% | 54.2% | 53.48% | 52.95% | 46.43% | 44.63% | 42.19% | 45.06% | 44.46% | - | - | - | - | - | - | -
QLD1 | Hydrogen Turbine | bar: 2024-25 to 2048-49
QLD1 | Wind | 38.41% | 35.12% | 33.04% | 30.54% | 31.61% | 28.78% | 31.57% | 33.33% | 34.98% | 33.7% | 34.21% | 35.31% | 34.73% | 35.35% | 35.55% | 36.51% | 36.29% | 35.05% | 32.76% | 33.39% | 34.59% | 33.14% | 33.92% | 33.47% | 33.85%
QLD1 | Solar PV | 23.23% | 21.88% | 18.51% | 19.25% | 18.99% | 17.33% | 20.15% | 23.66% | 26.32% | 27.02% | 26.2% | 26.94% | 27.02% | 22.92% | 25.43% | 26.67% | 27.53% | 26.5% | 26.33% | 25.64% | 26.53% | 25.86% | 21.71% | 23.27% | 23.99%
QLD1 | Grid Battery | 8.507% | 7.039% | 7.514% | 7.605% | 6.82% | 6.408% | 6.745% | 7.109% | 7.487% | 7.419% | 7.48% | 7.427% | 7.292% | 7.151% | 7.255% | 7.167% | 7.086% | 7.851% | 10.16% | 10.11% | 12.64% | 12.56% | 12.37% | 12.83% | 12.49%
QLD1 | PHES | 16.18% | 15.82% | 16.86% | 14.79% | 17.46% | 13.83% | 9.465% | 12.34% | 14.52% | 18.1% | 20.55% | 21.42% | 22.08% | 19.75% | 20.83% | 22.05% | 22.45% | 21.27% | 23.76% | 23.72% | 24.21% | 25.15% | 22.87% | 22.73% | 22.25%
QLD1 | VPP | 8.184% | 7.432% | 8.141% | 8.487% | 7.702% | 7.188% | 7.624% | 7.757% | 8.169% | 7.947% | 7.987% | 7.897% | 7.749% | 7.59% | 7.832% | 7.795% | 7.642% | 7.916% | 7.681% | 7.603% | 7.536% | 7.485% | 7.156% | 7.449% | 7.286%
Region | Technology | 2024-25 | 2025-26 | 2026-27 | 2027-28 | 2028-29 | 2029-30 | 2030-31 | 2031-32 | 2032-33 | 2033-34 | 2034-35 | 2035-36 | 2036-37 | 2037-38 | 2038-39 | 2039-40 | 2040-41 | 2041-42 | 2042-43 | 2043-44 | 2044-45 | 2045-46 | 2046-47 | 2047-48 | 2048-49
VIC1 | Black Coal | bar: 2024-25 to 2048-49
VIC1 | Brown Coal | 65.53% | 54.54% | 47% | 47.21% | 48.53% | 44.8% | 49% | 46.67% | 49.94% | 62.24% | 47.41% | 57.71% | 45.67% | 54.87% | 62.55% | 60.23% | 58.07% | 61.61% | 62.24% | 62.49% | 59.7% | 14.61% | 47.68% | - | -
VIC1 | CCGT | bar: 2024-25 to 2048-49
VIC1 | Gas - Steam | 0.3661% | 41.5% | 50.11% | 42.2% | 52.95% | 32.17% | 1.309e-06% | 0.06649% | 0.2252% | 0.7885% | 5.678% | 3.358% | 2.379% | 5.87% | 1.587% | - | - | - | - | - | - | - | - | - | -
VIC1 | OCGT / Diesel | 0.0246% | 0.003201% | 0.1085% | 0.02775% | 0.5046% | 0.08319% | 2.058e-06% | 2.147e-06% | 0.01495% | 0.1053% | 1.59% | 0.9323% | 0.4995% | 1.105% | 0.1528% | 1.096% | 3.023% | 3.621% | 1.39% | 6.438% | 4.222% | 6.262% | 6.046% | 5.893% | 9.168%
VIC1 | Hydro | 16.62% | 17.01% | 16.2% | 13.58% | 20.37% | 16.97% | 14.65% | 14.74% | 13.39% | 16.4% | 16.91% | 16.07% | 13.48% | 20.19% | 16.94% | 14.64% | 14.64% | 13.36% | 16.32% | 16.89% | 16% | 13.45% | 20.2% | 20.22% | 20.2%
VIC1 | Hydrogen Turbine | bar: 2024-25 to 2048-49
VIC1 | Wind | 30.14% | 33.13% | 28.84% | 28.39% | 30.13% | 33.46% | 32.08% | 35.55% | 33.52% | 35.58% | 36.38% | 37.28% | 37.06% | 34.64% | 37.39% | 35.3% | 38.4% | 35.44% | 36.39% | 37.1% | 39.19% | 40.74% | 38.59% | 40.7% | 39.11%
VIC1 | Solar PV | 27.87% | 21.53% | 18.97% | 16.43% | 21.16% | 21.48% | 21.02% | 21.24% | 23.68% | 24.2% | 22.29% | 23.21% | 23.57% | 22.76% | 23.07% | 22.49% | 22.26% | 23.7% | 23.09% | 21.32% | 23.04% | 24.21% | 22.28% | 23.7% | 22.96%
VIC1 | Grid Battery | 6.106% | 8.163% | 8.691% | 8.61% | 7.876% | 6.962% | 6.677% | 5.542% | 5.317% | 5.184% | 4.168% | 4.268% | 4.621% | 4.266% | 4.315% | 4.327% | 3.899% | 4.18% | 4.363% | 4.403% | 4.462% | 4.648% | 4.173% | 4.32% | 4.423%
VIC1 | PHES | - | - | - | - | 26.55% | 23.42% | 23.84% | 21.36% | 23.43% | 23.63% | 24.51% | 26.57% | 27.84% | 24.92% | 25.5% | 26.6% | 23.98% | 24.91% | 25.51% | 25.49% | 26.28% | 26.73% | 25.16% | 24.64% | 26.34%
VIC1 | VPP | 10.16% | 7.877% | 8.587% | 8.476% | 7.575% | 7.737% | 7.297% | 7.132% | 7.531% | 7.977% | 7.059% | 7.276% | 7.79% | 7.228% | 7.443% | 7.441% | 6.955% | 7.231% | 7.485% | 7.548% | 7.503% | 7.73% | 6.984% | 7.204% | 7.167%
Region | Technology | 2024-25 | 2025-26 | 2026-27 | 2027-28 | 2028-29 | 2029-30 | 2030-31 | 2031-32 | 2032-33 | 2033-34 | 2034-35 | 2035-36 | 2036-37 | 2037-38 | 2038-39 | 2039-40 | 2040-41 | 2041-42 | 2042-43 | 2043-44 | 2044-45 | 2045-46 | 2046-47 | 2047-48 | 2048-49
SA1 | Black Coal | bar: 2024-25 to 2048-49
SA1 | Brown Coal | bar: 2024-25 to 2048-49
SA1 | CCGT | 8.911% | 1.2% | 4.88% | 8.823% | 8.564% | 1.858e-07% | 1.25% | 0.4203% | 2.842% | 8.134% | 19.44% | 7.19% | 5.506% | - | - | - | - | - | - | - | - | - | - | - | -
SA1 | Gas - Steam | 0.4758% | 31.93% | - | - | - | - | - | - | - | - | - | - | - | - | - | - | - | - | - | - | - | - | - | - | -
SA1 | OCGT / Diesel | 3.229% | 4.759% | 4.71% | 4.019% | 5.212% | 2.942% | 0.817% | 0.354% | 1.429% | 5.126% | 9.686% | 5.797% | 5.334% | 7.784% | 6.527% | 9.731% | 15.74% | 13.26% | 12.83% | 18.94% | 11.66% | 14.03% | 11.71% | 13.82% | 15.61%
SA1 | Hydro | bar: 2024-25 to 2048-49
SA1 | Hydrogen Turbine | bar: 2024-25 to 2048-49
SA1 | Wind | 30.18% | 27.24% | 32.17% | 29.66% | 28.85% | 28.32% | 27.86% | 28.74% | 27.07% | 28.05% | 25.96% | 29.44% | 29.9% | 29.72% | 30.95% | 30.91% | 33.22% | 30.76% | 30.9% | 29.56% | 34.16% | 33.48% | 31.54% | 32.2% | 31.64%
SA1 | Solar PV | 21.64% | 25.83% | 26.48% | 23.87% | 23.53% | 22.95% | 22.42% | 21.42% | 21.89% | 22.78% | 21.88% | 21.65% | 22.87% | 23.39% | 23.89% | 23.85% | 23.3% | 23.53% | 23.14% | 23.26% | 26.77% | 24.92% | 22.14% | 22.67% | 22.26%
SA1 | Grid Battery | 6.916% | 4.57% | 5.097% | 4.808% | 4.688% | 4.433% | 4.697% | 4.296% | 4.723% | 4.906% | 4.567% | 4.494% | 4.802% | 4.827% | 4.845% | 4.948% | 4.523% | 4.749% | 4.783% | 5.271% | 16.2% | 18.81% | 17.3% | 17.78% | 19.02%
SA1 | PHES | bar: 2024-25 to 2048-49
SA1 | VPP | 9.652% | 7.778% | 8.181% | 7.498% | 7.299% | 6.902% | 7.068% | 6.506% | 7.185% | 7.415% | 6.975% | 6.829% | 7.285% | 7.364% | 7.348% | 7.474% | 6.85% | 7.226% | 7.274% | 7.246% | 7.278% | 7.655% | 7.508% | 7.593% | 7.514%
Region | Technology | 2024-25 | 2025-26 | 2026-27 | 2027-28 | 2028-29 | 2029-30 | 2030-31 | 2031-32 | 2032-33 | 2033-34 | 2034-35 | 2035-36 | 2036-37 | 2037-38 | 2038-39 | 2039-40 | 2040-41 | 2041-42 | 2042-43 | 2043-44 | 2044-45 | 2045-46 | 2046-47 | 2047-48 | 2048-49
TAS1 | Black Coal | bar: 2024-25 to 2048-49
TAS1 | Brown Coal | bar: 2024-25 to 2048-49
TAS1 | CCGT | 0% | 4.229e-07% | 4.208e-07% | 4.196e-07% | 4.206e-07% | 2.923e-07% | 9.151e-06% | 9.743e-06% | 1.04e-05% | 1.085e-05% | 1.113e-05% | 1.158e-05% | 1.301e-05% | 1.449e-05% | 1.456e-05% | 1.67e-05% | 1.747e-05% | 2.04e-05% | 2.047e-05% | 2.269e-05% | 2.266e-05% | 2.28e-05% | 2.471e-05% | 2.653e-05% | 2.883e-05%
TAS1 | Gas - Steam | bar: 2024-25 to 2048-49
TAS1 | OCGT / Diesel | 3.203e-06% | 4.34e-06% | 3.693e-06% | 3.115e-06% | 3.723e-06% | 1.053e-07% | 1.054e-05% | 1.127e-05% | 1.201e-05% | 1.228e-05% | 0.09961% | 0.03295% | 0.3624% | 0.4701% | 0.1142% | 0.4758% | 0.4525% | 0.7375% | 0.3418% | 2.926% | 2.294% | 2.236% | 2.659% | 1.417% | 3.255%
TAS1 | Hydro | 52.2% | 41.83% | 29.07% | 22.59% | 28.74% | 22.01% | 30.52% | 26.63% | 28.87% | 34.93% | 29.72% | 25.39% | 38.86% | 45.39% | 42.14% | 42.68% | 39.04% | 42.9% | 44.61% | 44.96% | 42.91% | 43.72% | 47.05% | 45.06% | 46.43%
TAS1 | Hydrogen Turbine | bar: 2024-25 to 2048-49
TAS1 | Wind | 32.97% | 36.35% | 31.73% | 31.58% | 23.4% | 26.03% | 35.5% | 38.02% | 33.89% | 36.1% | 36.29% | 34.46% | 37.02% | 36.37% | 35.78% | 32.16% | 32.05% | 32.22% | 32.12% | 33.61% | 34.98% | 37.81% | 36.03% | 36.97% | 33.99%
TAS1 | Solar PV | - | - | - | - | - | - | - | - | - | - | - | 14.71% | 14.88% | 13.18% | 14.33% | 14.12% | 13.19% | 14.02% | 15.91% | 14.94% | 15.61% | 15.81% | 13.47% | 15.34% | 15.1%
TAS1 | Grid Battery | bar: 2024-25 to 2048-49
TAS1 | PHES | - | - | - | - | - | - | - | - | - | - | - | - | - | - | - | - | - | 21.13% | 22.89% | 21.71% | 21.99% | 20.76% | 20.77% | 19.99% | 24.15%
TAS1 | VPP | - | 0.7941% | 3.84% | 5.919% | 4.098% | 4.944% | 4.797% | 4.577% | 4.561% | 4.069% | 4.825% | 5.066% | 6.646% | 6.144% | 6.037% | 6.959% | 5.819% | 6.3% | 6.419% | 6.397% | 6.145% | 6.164% | 6.071% | 5.874% | 6.962%
Explicitly modelled pumping
Region | Technology | 2024-25 | 2025-26 | 2026-27 | 2027-28 | 2028-29 | 2029-30 | 2030-31 | 2031-32 | 2032-33 | 2033-34 | 2034-35 | 2035-36 | 2036-37 | 2037-38 | 2038-39 | 2039-40 | 2040-41 | 2041-42 | 2042-43 | 2043-44 | 2044-45 | 2045-46 | 2046-47 | 2047-48 | 2048-49
NEM | Grid Battery pump | 7.94% | 7.027% | 7.306% | 8.611% | 7.864% | 10.76% | 12.19% | 12.83% | 15.32% | 16.13% | 15.27% | 15.76% | 16.75% | 16.09% | 16.41% | 17.34% | 17.12% | 18.59% | 20.38% | 20.46% | 21.56% | 22.56% | 19.88% | 19.22% | 18.19%
NEM | PHES Pump | 19.04% | 22.67% | 27.82% | 26.45% | 32.95% | 23.97% | 23.24% | 22.9% | 23.48% | 25.28% | 22.16% | 23.04% | 22.73% | 22.02% | 19.52% | 18.78% | 17.85% | 19.21% | 19.86% | 17.84% | 17.83% | 18.74% | 17.07% | 15.3% | 12.97%
NEM | VPP pump | 10% | 10.01% | 10.2% | 10.24% | 9.195% | 9.313% | 9.508% | 9.211% | 9.416% | 9.549% | 8.725% | 8.581% | 8.927% | 8.143% | 8.332% | 8.355% | 8.087% | 8.354% | 8.755% | 8.629% | 8.678% | 8.955% | 8.333% | 8.446% | 8.135%
Region | Technology | 2024-25 | 2025-26 | 2026-27 | 2027-28 | 2028-29 | 2029-30 | 2030-31 | 2031-32 | 2032-33 | 2033-34 | 2034-35 | 2035-36 | 2036-37 | 2037-38 | 2038-39 | 2039-40 | 2040-41 | 2041-42 | 2042-43 | 2043-44 | 2044-45 | 2045-46 | 2046-47 | 2047-48 | 2048-49
NSW1 | Grid Battery pump | 10.26% | 4.883% | 9.059% | 8.979% | 9.182% | 10.05% | 12.5% | 11.8% | 12.52% | 12.64% | 12.16% | 12.29% | 13.18% | 12.91% | 13.33% | 13.26% | 12.89% | 13.3% | 13.32% | 13.25% | 13.74% | 18.26% | 15.43% | 16.02% | 15.98%
NSW1 | PHES Pump | 23.11% | 16.81% | 29.52% | 31.35% | 25.07% | 15.14% | 14.31% | 10.29% | 14.68% | 18.49% | 16.83% | 18.6% | 17.08% | 18.66% | 14.72% | 15.72% | 14.96% | 17.42% | 17.59% | 16.73% | 19.6% | 19.63% | 19.24% | 15.53% | 16.12%
NSW1 | VPP pump | 9.893% | 8.526% | 9.233% | 9.352% | 9.137% | 9.016% | 8.881% | 8.548% | 8.879% | 8.837% | 8.506% | 8.498% | 8.95% | 8.916% | 9.105% | 9.047% | 8.89% | 8.982% | 8.977% | 8.805% | 9.013% | 8.996% | 8.661% | 8.94% | 8.892%
Region | Technology | 2024-25 | 2025-26 | 2026-27 | 2027-28 | 2028-29 | 2029-30 | 2030-31 | 2031-32 | 2032-33 | 2033-34 | 2034-35 | 2035-36 | 2036-37 | 2037-38 | 2038-39 | 2039-40 | 2040-41 | 2041-42 | 2042-43 | 2043-44 | 2044-45 | 2045-46 | 2046-47 | 2047-48 | 2048-49
QLD1 | Grid Battery pump | 10.04% | 8.314% | 8.85% | 9.003% | 8.029% | 7.566% | 7.964% | 8.419% | 8.817% | 8.762% | 8.834% | 8.772% | 8.612% | 8.466% | 8.552% | 8.469% | 8.391% | 9.258% | 11.97% | 11.91% | 14.87% | 14.78% | 14.56% | 15.1% | 14.69%
QLD1 | PHES Pump | 27.84% | 25.02% | 26.52% | 23.36% | 7.168% | 3.585% | 4.239% | 5.354% | 7.05% | 11.21% | 14.15% | 14.94% | 15.46% | 13.83% | 14.1% | 16.09% | 17.39% | 15.31% | 18.31% | 18.08% | 18.48% | 20.07% | 17.57% | 16.84% | 16.67%
QLD1 | VPP pump | 9.635% | 8.749% | 9.558% | 10.01% | 9.041% | 8.457% | 8.969% | 9.15% | 9.589% | 9.349% | 9.397% | 9.292% | 9.115% | 8.954% | 9.194% | 9.169% | 9.004% | 9.301% | 9.04% | 8.941% | 8.867% | 8.807% | 8.418% | 8.763% | 8.572%
Region | Technology | 2024-25 | 2025-26 | 2026-27 | 2027-28 | 2028-29 | 2029-30 | 2030-31 | 2031-32 | 2032-33 | 2033-34 | 2034-35 | 2035-36 | 2036-37 | 2037-38 | 2038-39 | 2039-40 | 2040-41 | 2041-42 | 2042-43 | 2043-44 | 2044-45 | 2045-46 | 2046-47 | 2047-48 | 2048-49
VIC1 | Grid Battery pump | 7.251% | 9.644% | 10.23% | 10.19% | 9.266% | 8.221% | 7.885% | 6.558% | 6.3% | 6.131% | 4.931% | 5.052% | 5.474% | 5.053% | 5.127% | 5.109% | 4.633% | 4.933% | 5.182% | 5.202% | 5.279% | 5.522% | 4.925% | 5.127% | 5.228%
VIC1 | PHES Pump | bar: 2024-25 to 2048-49
VIC1 | VPP pump | 11.96% | 9.275% | 10.08% | 9.997% | 8.892% | 9.103% | 8.585% | 8.406% | 8.872% | 9.382% | 8.297% | 8.55% | 9.165% | 8.504% | 8.781% | 8.731% | 8.207% | 8.484% | 8.83% | 8.863% | 8.822% | 9.119% | 8.193% | 8.493% | 8.416%
Region | Technology | 2024-25 | 2025-26 | 2026-27 | 2027-28 | 2028-29 | 2029-30 | 2030-31 | 2031-32 | 2032-33 | 2033-34 | 2034-35 | 2035-36 | 2036-37 | 2037-38 | 2038-39 | 2039-40 | 2040-41 | 2041-42 | 2042-43 | 2043-44 | 2044-45 | 2045-46 | 2046-47 | 2047-48 | 2048-49
SA1 | Grid Battery pump | 8.181% | 5.412% | 6.019% | 5.709% | 5.533% | 5.264% | 5.546% | 5.081% | 5.608% | 5.79% | 5.405% | 5.319% | 5.683% | 5.712% | 5.751% | 5.839% | 5.369% | 5.603% | 5.672% | 6.206% | 19.49% | 22.7% | 20.74% | 21.47% | 22.83%
SA1 | PHES Pump | bar: 2024-25 to 2048-49
SA1 | VPP pump | 11.35% | 9.163% | 9.602% | 8.846% | 8.565% | 8.145% | 8.297% | 7.649% | 8.478% | 8.7% | 8.205% | 8.034% | 8.571% | 8.663% | 8.669% | 8.77% | 8.084% | 8.478% | 8.583% | 8.5% | 8.563% | 9.03% | 8.809% | 8.957% | 8.817%
Region | Technology | 2024-25 | 2025-26 | 2026-27 | 2027-28 | 2028-29 | 2029-30 | 2030-31 | 2031-32 | 2032-33 | 2033-34 | 2034-35 | 2035-36 | 2036-37 | 2037-38 | 2038-39 | 2039-40 | 2040-41 | 2041-42 | 2042-43 | 2043-44 | 2044-45 | 2045-46 | 2046-47 | 2047-48 | 2048-49
TAS1 | Grid Battery pump | bar: 2024-25 to 2048-49
TAS1 | PHES Pump | bar: 2024-25 to 2048-49
TAS1 | VPP pump | - | 0.9334% | 4.513% | 6.973% | 4.818% | 5.831% | 5.628% | 5.395% | 5.373% | 4.787% | 5.687% | 5.937% | 7.844% | 7.206% | 7.103% | 8.187% | 6.87% | 7.389% | 7.576% | 7.509% | 7.224% | 7.276% | 7.123% | 6.919% | 8.179%

## O3C_Generation
Annual sent-out generation by technology (GWh) - O3C, Progressive Change Scenario
Non-scheduled generation including Distributed PV is not shown.
Explicitly modelled generation
Region | Technology | 2024-25 | 2025-26 | 2026-27 | 2027-28 | 2028-29 | 2029-30 | 2030-31 | 2031-32 | 2032-33 | 2033-34 | 2034-35 | 2035-36 | 2036-37 | 2037-38 | 2038-39 | 2039-40 | 2040-41 | 2041-42 | 2042-43 | 2043-44 | 2044-45 | 2045-46 | 2046-47 | 2047-48 | 2048-49
NEM | Black Coal | 75897.7294 | 61374.2467 | 51350.6618 | 41210.6273 | 32353.9883 | 21567.7053 | 18355.1674 | 18428.8393 | 17037.0556 | 19579.3052 | 15709.0408 | 14177.8586 | 13459.7426 | 14320.0665 | 16099.861 | 14922.6453 | 9107.5259 | 9015.7093 | 9588.7499 | 9544.1102 | 9067.6861 | 8684.6511 | 8892.8068 | 8900.1719 | 8130.5926
NEM | Brown Coal | 27754.3256 | 23098.1491 | 19905.6899 | 19993.6161 | 14390.5179 | 13284.5177 | 14529.0251 | 13839.9001 | 14809.2339 | 6325.0559 | 2408.85 | 2932.1572 | 2320.5317 | 2788.05 | 3178.2454 | 3059.9807 | 2950.4216 | 3130.3455 | 3162.2263 | 3174.8784 | 3033.1985 | 742.2956 | 2422.6267 | 0 | 0
NEM | CCGT | 1430.4534 | 1037.5966 | 1268.1835 | 1376.6716 | 1612.3674 | 846.0555 | 959.4159 | 824.9908 | 1142.417 | 1532.5701 | 4357.5721 | 2816.5046 | 2245.9784 | 2675.0663 | 3029.0024 | 3851.2162 | 5251.8091 | 4807.2039 | 5669.5177 | 3747.2284 | 3397.1174 | 1728.5449 | 956.6989 | 1022.973 | 1043.6281
NEM | Gas - Steam | 49.3814 | 4054.9982 | 2194.849 | 1848.15 | 2319.3386 | 1409.1473 | 5.7339e-05 | 2.9121 | 9.8638 | 34.5365 | 248.7167 | 147.0703 | 104.2072 | 257.1247 | 69.5038 | 0 | 0 | 0 | 0 | 0 | 0 | 0 | 0 | 0 | 0
NEM | OCGT / Diesel | 452.5411 | 719.7586 | 693.3699 | 577.3075 | 1079.4402 | 478.7216 | 87.2495 | 39.1432 | 121.9343 | 434.1608 | 1324.6516 | 747.7617 | 622.4954 | 1348.8375 | 670.8679 | 1920.4406 | 5607.3576 | 5150.2866 | 4290.6637 | 8581.0988 | 6035.3668 | 7868.5325 | 6506.0114 | 7870.7237 | 9679.9203
NEM | Hydro | 18935.9161 | 16429.0741 | 13770.4435 | 11432.6039 | 15044.7433 | 12250.7756 | 13014.4022 | 12017.5567 | 12326.2518 | 15055.0583 | 14063.8707 | 12730.5389 | 14605.3012 | 18278.3404 | 16167.1715 | 15508.7343 | 14768.9216 | 15192.2755 | 16321.6326 | 16783.7046 | 15933.7548 | 15234.7978 | 18459.3085 | 17924.7083 | 18393.3924
NEM | Hydrogen Turbine | 0 | 0 | 0 | 0 | 0 | 0 | 0 | 0 | 0 | 0 | 0 | 0 | 0 | 0 | 0 | 0 | 0 | 0 | 0 | 0 | 0 | 0 | 0 | 0 | 0
NEM | Wind | 33872.5956 | 51166.6808 | 65892.9471 | 81943.8116 | 88641.802 | 96851.5307 | 100905.4907 | 106909.7134 | 110508.4436 | 114806.2521 | 118227.6929 | 123398.2425 | 127517.9345 | 128823.3681 | 129947.1346 | 130991.6393 | 134773.1615 | 137214.3193 | 135379.2577 | 133404.0735 | 138244.6924 | 137190.7156 | 141209.2822 | 139785.9717 | 141306.0942
NEM | Solar PV | 21010.9084 | 22211.3403 | 24843.517 | 25041.8452 | 35156.2035 | 34562.1457 | 37070.7757 | 37266.2281 | 40086.3968 | 43021.3505 | 46390.9793 | 49514.3371 | 49638.5415 | 44730.1245 | 46664.4301 | 49526.6174 | 49952.7772 | 49998.0067 | 53727.7594 | 54756.4482 | 56835.2206 | 63517.8001 | 57667.8797 | 63755.8715 | 65865.7456
NEM | Grid Battery | 1541.0672 | 2148.1352 | 3251.9398 | 3216.7328 | 3095.7795 | 3258.2816 | 3600.2793 | 3575.9865 | 3932.5613 | 4127.9561 | 4323.4375 | 4383.0116 | 4619.7929 | 4419.3822 | 4447.7592 | 4444.8333 | 4170.9832 | 4450.6167 | 5075.1371 | 4814.2447 | 5997.1159 | 8032.5057 | 7260.6171 | 7499.6583 | 7469.5279
NEM | PHES | 1013.743 | 1355.3566 | 1576.4348 | 1400.5169 | 9391.4315 | 12558.4873 | 12977.6644 | 12743.1803 | 15629.2414 | 17753.6259 | 18424.422 | 19506.3562 | 19397.0047 | 18907.7287 | 18099.0457 | 19173.6754 | 18354.0758 | 19124.6452 | 19585.8822 | 19906.4761 | 20925.3274 | 21098.6031 | 19963.2014 | 18934.2277 | 19506.9114
NEM | VPP | 87.4497 | 85.3788 | 107.6744 | 121.2251 | 134.183 | 152.678 | 170.0554 | 181.0235 | 214.5902 | 242.789 | 252.8595 | 278.8093 | 322.3366 | 345.651 | 383.2766 | 416.9443 | 423.9239 | 471.1765 | 505.6149 | 535.0144 | 573.253 | 624.5866 | 633.7968 | 693.1448 | 730.3891
Total excluding storage |  | 182046.1108 | 183680.7152 | 184855.7107 | 188163.108 | 203219.7951 | 197220.0462 | 201669.5257 | 205829.474 | 215817.9898 | 222912.6605 | 225732.0932 | 230632.6479 | 234853.8667 | 236893.7399 | 238756.2982 | 243816.7268 | 245360.9574 | 248554.5853 | 253306.4415 | 255247.2772 | 260042.733 | 264723.0329 | 263972.2295 | 266387.4508 | 272126.2015
Region | Technology | 2024-25 | 2025-26 | 2026-27 | 2027-28 | 2028-29 | 2029-30 | 2030-31 | 2031-32 | 2032-33 | 2033-34 | 2034-35 | 2035-36 | 2036-37 | 2037-38 | 2038-39 | 2039-40 | 2040-41 | 2041-42 | 2042-43 | 2043-44 | 2044-45 | 2045-46 | 2046-47 | 2047-48 | 2048-49
NSW1 | Black Coal | 35246.2724 | 29711.002 | 23413.1746 | 19559.7171 | 10721.8797 | 3896.0307 | 4317.5773 | 3708.1102 | 4569.0513 | 6052.0773 | 6380.1345 | 5771.4229 | 5866.685 | 5166.8064 | 6704.2568 | 6519.6705 | 0 | 0 | 0 | 0 | 0 | 0 | 0 | 0 | 0
NSW1 | Brown Coal | 0 | 0 | 0 | 0 | 0 | 0 | 0 | 0 | 0 | 0 | 0 | 0 | 0 | 0 | 0 | 0 | 0 | 0 | 0 | 0 | 0 | 0 | 0 | 0 | 0
NSW1 | CCGT | 4.2493 | 109.2739 | 102.9035 | 135.2508 | 350.2828 | 2.3623 | 64.5979 | 1.7084 | 151.7658 | 164.3845 | 959.8811 | 359.4665 | 377.2441 | 506.475 | 700.4705 | 1044.1734 | 1513.2848 | 1475.6814 | 1810.4749 | 0.001574 | 0.0015197 | 0.001815 | 0.0018402 | 0.0021121 | 0.0020776
NSW1 | Gas - Steam | 0 | 0 | 0 | 0 | 0 | 0 | 0 | 0 | 0 | 0 | 0 | 0 | 0 | 0 | 0 | 0 | 0 | 0 | 0 | 0 | 0 | 0 | 0 | 0 | 0
NSW1 | OCGT / Diesel | 0.40424 | 58.9284 | 21.7805 | 15.0159 | 272.2841 | 34.2321 | 1.2645 | 1.8854 | 3.6971 | 1.2906 | 293.1871 | 170.5459 | 146.3006 | 291.5689 | 20.4294 | 533.7073 | 2704.4976 | 2001.2292 | 1828.0264 | 3688.0973 | 2559.9975 | 2939.7757 | 2159.1256 | 3178.364 | 3170.8044
NSW1 | Hydro | 3243.4897 | 2972.4798 | 3367.2575 | 3038.5353 | 3916.6671 | 3382.7199 | 2710.1138 | 2486.4106 | 2488.2139 | 3245.8041 | 3323.3159 | 3133.168 | 2523.9581 | 3834.6053 | 3111.1639 | 2803.0647 | 2862.2862 | 2680.6162 | 3093.8306 | 3365.3302 | 3151.076 | 2779.2132 | 3914.2861 | 3818.0861 | 3986.1006
NSW1 | Hydrogen Turbine | 0 | 0 | 0 | 0 | 0 | 0 | 0 | 0 | 0 | 0 | 0 | 0 | 0 | 0 | 0 | 0 | 0 | 0 | 0 | 0 | 0 | 0 | 0 | 0 | 0
NSW1 | Wind | 8064.0688 | 15293.7309 | 23243.6151 | 31410.2612 | 34844.8363 | 33599.6644 | 34367.5371 | 35520.9625 | 36969.5108 | 37393.0109 | 37289.8845 | 39006.5017 | 40191.0819 | 40909.1766 | 37002.6821 | 38448.0342 | 38032.8624 | 38467.1262 | 37810.7419 | 36139.9357 | 37773.7426 | 37927.4088 | 41590.7425 | 38226.8538 | 41323.9622
NSW1 | Solar PV | 8568.2711 | 9350.0996 | 13435.122 | 13208.8039 | 22495.5661 | 22511.5704 | 24148.013 | 23215.7616 | 24710.7638 | 25607.9631 | 24642.3673 | 26090.0291 | 26228.7549 | 24033.8652 | 24282.4867 | 26508.3037 | 26597.2289 | 26970.328 | 26432.5172 | 25416.8972 | 27298.4367 | 30133.4214 | 26761.9951 | 28641.9956 | 30865.4544
NSW1 | Grid Battery | 446.0183 | 596.3086 | 1312.5856 | 1298.9667 | 1329.886 | 1456.7515 | 1812.0788 | 1713.4856 | 1820.8556 | 1808.3871 | 1735.2988 | 1760.7071 | 1835.6731 | 1794.2995 | 1858.8546 | 1849.329 | 1790.8923 | 1961.8436 | 1960.6186 | 1852.6275 | 1920.6063 | 3628.8942 | 2833.2668 | 2931.1272 | 2924.3594
NSW1 | PHES | 205.6515 | 219.2079 | 365.3947 | 338.3263 | 5483.5199 | 7181.1616 | 6723.0466 | 5732.1777 | 7577.6995 | 8373.2277 | 8048.0052 | 8570.9722 | 8070.6445 | 8776.0332 | 7504.212 | 8003.5448 | 7347.5326 | 8361.8039 | 7840.5387 | 8181.7278 | 8929.9681 | 8711.1938 | 8591.6875 | 7533.7842 | 8036.1199
NSW1 | VPP | 13.3302 | 14.726 | 20.1652 | 24.8045 | 29.5747 | 35.1183 | 38.9957 | 42.3533 | 49.2753 | 54.9357 | 58.8705 | 65.6508 | 76.3677 | 83.768 | 94.1068 | 102.0578 | 108.1168 | 118.3026 | 126.4836 | 132.4639 | 145.3598 | 155.0327 | 160.7607 | 177.0896 | 187.804
Total excluding storage |  | 55791.7555 | 58325.7572 | 65281.9986 | 69029.6817 | 79444.4967 | 72099.6113 | 74183.2247 | 72422.8553 | 78340.8332 | 82701.0809 | 82730.9449 | 84928.4641 | 85316.7098 | 85396.598 | 81278.6628 | 85811.8854 | 80956.7016 | 82036.931 | 80903.2318 | 78777.0811 | 81779.1884 | 86274.9416 | 86011.8661 | 84507.3026 | 90494.607
Region | Technology | 2024-25 | 2025-26 | 2026-27 | 2027-28 | 2028-29 | 2029-30 | 2030-31 | 2031-32 | 2032-33 | 2033-34 | 2034-35 | 2035-36 | 2036-37 | 2037-38 | 2038-39 | 2039-40 | 2040-41 | 2041-42 | 2042-43 | 2043-44 | 2044-45 | 2045-46 | 2046-47 | 2047-48 | 2048-49
QLD1 | Black Coal | 40651.457 | 31663.2447 | 27937.4872 | 21650.9102 | 21632.1086 | 17671.6746 | 14037.5901 | 14720.7291 | 12468.0043 | 13527.2279 | 9328.9063 | 8406.4357 | 7593.0576 | 9153.2601 | 9395.6042 | 8402.9748 | 9107.5259 | 9015.7093 | 9588.7499 | 9544.1102 | 9067.6861 | 8684.6511 | 8892.8068 | 8900.1719 | 8130.5926
QLD1 | Brown Coal | 0 | 0 | 0 | 0 | 0 | 0 | 0 | 0 | 0 | 0 | 0 | 0 | 0 | 0 | 0 | 0 | 0 | 0 | 0 | 0 | 0 | 0 | 0 | 0 | 0
QLD1 | CCGT | 872.7822 | 853.773 | 862.2073 | 832.5596 | 865.2369 | 843.6932 | 836.9032 | 803.8042 | 858.9523 | 991.2669 | 2496.9598 | 2123.8419 | 1613.5762 | 2168.5902 | 2328.5308 | 2807.0415 | 3738.5229 | 3331.5203 | 3859.0406 | 3747.2244 | 3397.1135 | 1728.5405 | 956.6937 | 1022.9672 | 1043.6223
QLD1 | Gas - Steam | 0 | 0 | 0 | 0 | 0 | 0 | 0 | 0 | 0 | 0 | 0 | 0 | 0 | 0 | 0 | 0 | 0 | 0 | 0 | 0 | 0 | 0 | 0 | 0 | 0
QLD1 | OCGT / Diesel | 0.00011766 | 0.00017621 | 0.00016251 | 0.00015356 | 0.00015735 | 22.3858 | 0.00024404 | 0.00027272 | 0.00030798 | 1.7561 | 4.5094 | 6.5555 | 0.2272 | 136.8394 | 0.30324 | 323.3748 | 1051.3425 | 531.0821 | 249.986 | 938.3629 | 843.6954 | 1677.771 | 1622.0718 | 2021.657 | 3097.9253
QLD1 | Hydro | 708.8353 | 714.0023 | 672.4627 | 635.497 | 639.0188 | 562.253 | 559.0386 | 636.9109 | 712.1382 | 729.3642 | 723.6047 | 713.9333 | 706.8451 | 268.4299 | 258.023 | 243.9208 | 260.5344 | 257.0477 | 0 | 0 | 0 | 0 | 0 | 0 | 0
QLD1 | Hydrogen Turbine | 0 | 0 | 0 | 0 | 0 | 0 | 0 | 0 | 0 | 0 | 0 | 0 | 0 | 0 | 0 | 0 | 0 | 0 | 0 | 0 | 0 | 0 | 0 | 0 | 0
QLD1 | Wind | 5219.5836 | 12895.0637 | 16572.6617 | 21743.2966 | 22508.0985 | 23028.8493 | 25266.83 | 26671.1371 | 27992.4052 | 26973.5273 | 27376.3138 | 28258.114 | 27794.4263 | 28289.8349 | 28451.5176 | 29218.7911 | 29044.9544 | 35486.1434 | 33281.4498 | 33763.9374 | 34090.9424 | 34552.9004 | 37407.8268 | 36942.6241 | 38739.578
QLD1 | Solar PV | 8167.0627 | 7691.522 | 6508.5046 | 6766.9884 | 6735.4067 | 6163.2302 | 7166.7115 | 8413.0448 | 9360.6567 | 11209.2506 | 15913.8719 | 16365.4268 | 16125.5975 | 13577.7523 | 15067.3957 | 15799.8724 | 16312.094 | 15750.9771 | 20002.9912 | 22334.8272 | 22647.35 | 24711.9567 | 21466.7096 | 24509.4979 | 24095.8282
QLD1 | Grid Battery | 463.4963 | 476.0504 | 508.1843 | 514.3117 | 461.2331 | 433.3352 | 456.1296 | 480.785 | 506.3063 | 501.7089 | 505.8515 | 502.2562 | 493.1536 | 483.5992 | 427.0806 | 421.8988 | 417.1206 | 503.5767 | 1053.6837 | 1048.7543 | 1515.3464 | 1505.6549 | 1810.9408 | 1878.0747 | 1827.5593
QLD1 | PHES | 808.0915 | 1136.1488 | 1211.04 | 1062.1906 | 2510.5162 | 2623.7483 | 3452.206 | 4500.0315 | 5296.7223 | 6602.8408 | 7494.4483 | 7812.117 | 8053.1348 | 7202.3028 | 7596.7754 | 8043.315 | 8187.6282 | 7759.6217 | 8665.7863 | 8651.66 | 8828.6991 | 9171.3282 | 8340.8185 | 8290.1648 | 8115.7547
QLD1 | VPP | 5.9505 | 7.1611 | 10.0551 | 13.1593 | 14.7076 | 17.065 | 20.9707 | 24.6648 | 29.7678 | 33.1357 | 37.9937 | 42.6846 | 47.1786 | 51.8585 | 59.7571 | 65.6244 | 70.4251 | 79.327 | 83.3677 | 89.0444 | 95.6575 | 102.8813 | 106.4374 | 119.8113 | 125.9264
Total excluding storage |  | 56897.2591 | 55436.9661 | 54282.6031 | 53218.9135 | 55366.3264 | 51366.2346 | 51796.3799 | 56251.1077 | 57224.9533 | 60570.0784 | 63882.4594 | 64231.3649 | 62427.1969 | 61332.4672 | 63584.9877 | 65326.8137 | 68190.1482 | 72715.0053 | 76785.0551 | 80117.9208 | 80486.4904 | 82135.6841 | 80604.3054 | 83684.9689 | 85176.7868
Region | Technology | 2024-25 | 2025-26 | 2026-27 | 2027-28 | 2028-29 | 2029-30 | 2030-31 | 2031-32 | 2032-33 | 2033-34 | 2034-35 | 2035-36 | 2036-37 | 2037-38 | 2038-39 | 2039-40 | 2040-41 | 2041-42 | 2042-43 | 2043-44 | 2044-45 | 2045-46 | 2046-47 | 2047-48 | 2048-49
VIC1 | Black Coal | 0 | 0 | 0 | 0 | 0 | 0 | 0 | 0 | 0 | 0 | 0 | 0 | 0 | 0 | 0 | 0 | 0 | 0 | 0 | 0 | 0 | 0 | 0 | 0 | 0
VIC1 | Brown Coal | 27754.3256 | 23098.1491 | 19905.6899 | 19993.6161 | 14390.5179 | 13284.5177 | 14529.0251 | 13839.9001 | 14809.2339 | 6325.0559 | 2408.85 | 2932.1572 | 2320.5317 | 2788.05 | 3178.2454 | 3059.9807 | 2950.4216 | 3130.3455 | 3162.2263 | 3174.8784 | 3033.1985 | 742.2956 | 2422.6267 | 0 | 0
VIC1 | CCGT | 0 | 8.5284e-06 | 8.498e-06 | 8.4738e-06 | 8.5034e-06 | 5.8612e-06 | 0.00019863 | 0.00020627 | 0.00023989 | 0.00033939 | 0.0003421 | 0.0003314 | 0.00032897 | 0.00036428 | 0.00037602 | 0.0004269 | 0.00052572 | 0.00083112 | 0.00084736 | 0.0009394 | 0.00091281 | 0.0010305 | 0.0012911 | 0.0015377 | 0.0015257
VIC1 | Gas - Steam | 16.0362 | 1817.4938 | 2194.849 | 1848.15 | 2319.3386 | 1409.1473 | 5.7339e-05 | 2.9121 | 9.8638 | 34.5365 | 248.7167 | 147.0703 | 104.2072 | 257.1247 | 69.5038 | 0 | 0 | 0 | 0 | 0 | 0 | 0 | 0 | 0 | 0
VIC1 | OCGT / Diesel | 4.0952 | 0.53284 | 18.0652 | 4.6186 | 83.9782 | 13.8456 | 0.00034248 | 0.00035728 | 2.4887 | 15.9599 | 241.0046 | 141.2824 | 75.7023 | 167.5082 | 23.1582 | 123.9029 | 341.6258 | 525.9692 | 190.475 | 882.2201 | 854.1757 | 1266.8412 | 1223.1108 | 906.7881 | 1410.7179
VIC1 | Hydro | 3317.5354 | 3395.6479 | 3235.0921 | 2710.3042 | 4066.1072 | 3388.2696 | 2925.1061 | 2942.7985 | 2673.9075 | 3273.4324 | 3375.4312 | 3208.5789 | 2691.1827 | 4031.1524 | 3381.4255 | 2923.2167 | 2921.779 | 2667.0239 | 3257.857 | 3371.2203 | 3193.5318 | 2685.8704 | 4031.7776 | 4037.6511 | 4032.0674
VIC1 | Hydrogen Turbine | 0 | 0 | 0 | 0 | 0 | 0 | 0 | 0 | 0 | 0 | 0 | 0 | 0 | 0 | 0 | 0 | 0 | 0 | 0 | 0 | 0 | 0 | 0 | 0 | 0
VIC1 | Wind | 11658.5399 | 14592.1723 | 14611.8458 | 14966.8611 | 15883.1651 | 23351.0226 | 22384.0981 | 24973.194 | 25503.5845 | 28983.867 | 32966.5246 | 35190.3138 | 38222.8908 | 38554.3627 | 43521.4212 | 44182.9752 | 47083.6848 | 43462.1834 | 44464.7956 | 44281.5824 | 45696.1719 | 44431.5394 | 42086.0859 | 43697.5281 | 41894.9338
VIC1 | Solar PV | 2949.2126 | 2778.8738 | 2449.2988 | 2121.4064 | 2731.8742 | 2773.5128 | 2713.8205 | 2741.8734 | 3056.6885 | 3124.3586 | 2877.1227 | 2996.0293 | 3042.7577 | 2938.1966 | 2978.2924 | 2903.4287 | 2874.1239 | 3059.5113 | 2980.1835 | 2752.1785 | 2751.4154 | 2825.0112 | 3632.3961 | 4696.2715 | 5100.3627
VIC1 | Grid Battery | 310.4016 | 751.108 | 1066.1138 | 1056.195 | 966.0823 | 1048.0492 | 1005.1964 | 1082.7506 | 1276.708 | 1476.444 | 1774.4517 | 1817.1111 | 1967.3096 | 1816.1026 | 1835.2524 | 1840.1011 | 1658.1327 | 1667.6829 | 1741.0526 | 1679.6038 | 1702.0448 | 1773.1819 | 1591.7783 | 1647.922 | 1687.3668
VIC1 | PHES | 0 | 0 | 0 | 0 | 1397.3934 | 2753.5752 | 2802.4091 | 2510.9681 | 2754.8164 | 2777.5539 | 2881.9648 | 3123.2629 | 3273.2203 | 2929.3866 | 2998.052 | 3126.8075 | 2818.9029 | 2928.6858 | 2998.8272 | 2996.522 | 3089.0865 | 3142.8436 | 2957.4325 | 2896.3353 | 3096.6062
VIC1 | VPP | 13.4361 | 14.2837 | 20.0838 | 24.948 | 27.9372 | 35.2452 | 38.0331 | 42.3603 | 50.6677 | 60.7934 | 60.6579 | 70.2405 | 83.9344 | 86.7472 | 98.8383 | 108.3959 | 110.268 | 124.1546 | 138.6039 | 150.3001 | 161.1043 | 178.9109 | 174.1062 | 193.3058 | 205.8091
Total excluding storage |  | 46023.5826 | 46448.2615 | 43501.0384 | 42726.0993 | 41866.3942 | 48057.1852 | 46397.6891 | 48136.7577 | 50137.9591 | 46072.002 | 46834.7245 | 49626.0468 | 51781.7371 | 53568.6314 | 58084.1896 | 58268.8091 | 60758.9392 | 57565.5573 | 58934.0219 | 59288.5066 | 60480.7298 | 57046.4951 | 58119.3154 | 58075.8034 | 57427.8653
Region | Technology | 2024-25 | 2025-26 | 2026-27 | 2027-28 | 2028-29 | 2029-30 | 2030-31 | 2031-32 | 2032-33 | 2033-34 | 2034-35 | 2035-36 | 2036-37 | 2037-38 | 2038-39 | 2039-40 | 2040-41 | 2041-42 | 2042-43 | 2043-44 | 2044-45 | 2045-46 | 2046-47 | 2047-48 | 2048-49
SA1 | Black Coal | 0 | 0 | 0 | 0 | 0 | 0 | 0 | 0 | 0 | 0 | 0 | 0 | 0 | 0 | 0 | 0 | 0 | 0 | 0 | 0 | 0 | 0 | 0 | 0 | 0
SA1 | Brown Coal | 0 | 0 | 0 | 0 | 0 | 0 | 0 | 0 | 0 | 0 | 0 | 0 | 0 | 0 | 0 | 0 | 0 | 0 | 0 | 0 | 0 | 0 | 0 | 0 | 0
SA1 | CCGT | 553.422 | 74.5498 | 303.0727 | 408.8612 | 396.8477 | 8.6097e-06 | 57.9145 | 19.4778 | 131.6986 | 376.9182 | 900.7307 | 333.1957 | 255.1576 | 0.0004862 | 0.00049154 | 0.0005031 | 0.00058949 | 0.00095946 | 0.00098697 | 0.0011188 | 0.0010761 | 0.0011572 | 0.0015857 | 0.0016371 | 0.0016258
SA1 | Gas - Steam | 33.3452 | 2237.5044 | 0 | 0 | 0 | 0 | 0 | 0 | 0 | 0 | 0 | 0 | 0 | 0 | 0 | 0 | 0 | 0 | 0 | 0 | 0 | 0 | 0 | 0 | 0
SA1 | OCGT / Diesel | 448.0414 | 660.2972 | 653.524 | 557.6728 | 723.1776 | 408.258 | 85.9843 | 37.257 | 115.748 | 415.154 | 784.3974 | 428.8641 | 394.6141 | 745.5909 | 625.1967 | 932.0371 | 1507.5924 | 2088.2592 | 2020.4395 | 3057.5532 | 1765.8425 | 1972.7828 | 1488.1907 | 1756.7156 | 1983.934
SA1 | Hydro | 0 | 0 | 0 | 0 | 0 | 0 | 0 | 0 | 0 | 0 | 0 | 0 | 0 | 0 | 0 | 0 | 0 | 0 | 0 | 0 | 0 | 0 | 0 | 0 | 0
SA1 | Hydrogen Turbine | 0 | 0 | 0 | 0 | 0 | 0 | 0 | 0 | 0 | 0 | 0 | 0 | 0 | 0 | 0 | 0 | 0 | 0 | 0 | 0 | 0 | 0 | 0 | 0 | 0
SA1 | Wind | 7303.2143 | 6592.0198 | 9008.8931 | 10468.4228 | 12094.978 | 12699.569 | 12333.0242 | 12723.6308 | 11982.737 | 12176.8844 | 11267.3825 | 12087.3775 | 11793.7721 | 11722.5423 | 11774.8005 | 10876.2048 | 11575.7149 | 10716.5469 | 10767.0741 | 9744.664 | 11264.0514 | 10097.4225 | 10423.2993 | 10962.434 | 10194.0242
SA1 | Solar PV | 1326.362 | 2390.8448 | 2450.5914 | 2944.6464 | 3193.3563 | 3113.8321 | 3042.2305 | 2895.5481 | 2958.2875 | 3079.7778 | 2957.6171 | 2925.9801 | 3091.8415 | 3161.5788 | 3229.1712 | 3223.9408 | 3149.943 | 3133.883 | 3082.3692 | 3098.3121 | 2931.9911 | 4625.8985 | 4765.5516 | 4723.085 | 4637.4388
SA1 | Grid Battery | 321.151 | 324.6677 | 365.0554 | 347.2586 | 338.5772 | 320.1448 | 326.8734 | 298.9641 | 328.6901 | 341.4148 | 307.8338 | 302.9355 | 323.6545 | 325.3784 | 326.5687 | 333.5012 | 304.8335 | 317.5067 | 319.7752 | 233.2512 | 859.1102 | 1124.7666 | 1024.6235 | 1042.5225 | 1030.231
SA1 | PHES | 0 | 0 | 0 | 0 | 0 | 0 | 0 | 0 | 0 | 0 | 0 | 0 | 0 | 0 | 0 | 0 | 0 | 0 | 0 | 0 | 0 | 0 | 0 | 0 | 0
SA1 | VPP | 54.7039 | 49.1245 | 56.8321 | 57.2763 | 61.0661 | 63.9068 | 70.585 | 70.0415 | 83.0814 | 92.1066 | 92.9283 | 97.3935 | 110.7221 | 119.0792 | 126.026 | 135.1362 | 129.9149 | 143.3768 | 150.5807 | 156.2017 | 163.9179 | 180.0406 | 184.3554 | 194.5504 | 200.238
Total excluding storage |  | 10040.2399 | 12329.0081 | 12837.9687 | 14784.1382 | 16808.003 | 16605.7108 | 15916.6118 | 16044.9193 | 15600.2426 | 16482.2558 | 16310.8897 | 16175.7464 | 15969.7619 | 16074.17 | 16081.7635 | 15500.8206 | 16667.9993 | 16399.5735 | 16340.2396 | 16289.9833 | 16984.9142 | 18000.9122 | 17886.0222 | 18679.3092 | 18045.8675
Region | Technology | 2024-25 | 2025-26 | 2026-27 | 2027-28 | 2028-29 | 2029-30 | 2030-31 | 2031-32 | 2032-33 | 2033-34 | 2034-35 | 2035-36 | 2036-37 | 2037-38 | 2038-39 | 2039-40 | 2040-41 | 2041-42 | 2042-43 | 2043-44 | 2044-45 | 2045-46 | 2046-47 | 2047-48 | 2048-49
TAS1 | Black Coal | 0 | 0 | 0 | 0 | 0 | 0 | 0 | 0 | 0 | 0 | 0 | 0 | 0 | 0 | 0 | 0 | 0 | 0 | 0 | 0 | 0 | 0 | 0 | 0 | 0
TAS1 | Brown Coal | 0 | 0 | 0 | 0 | 0 | 0 | 0 | 0 | 0 | 0 | 0 | 0 | 0 | 0 | 0 | 0 | 0 | 0 | 0 | 0 | 0 | 0 | 0 | 0 | 0
TAS1 | CCGT | 0 | 7.7059e-06 | 7.6682e-06 | 7.6453e-06 | 7.664e-06 | 5.3258e-06 | 0.00016674 | 0.00017753 | 0.00018948 | 0.00019768 | 0.00020272 | 0.00021106 | 0.00023699 | 0.00026409 | 0.00026529 | 0.00030424 | 0.00031831 | 0.00037165 | 0.0003729 | 0.00041343 | 0.00041286 | 0.00041546 | 0.00045019 | 0.00048332 | 0.00052525
TAS1 | Gas - Steam | 0 | 0 | 0 | 0 | 0 | 0 | 0 | 0 | 0 | 0 | 0 | 0 | 0 | 0 | 0 | 0 | 0 | 0 | 0 | 0 | 0 | 0 | 0 | 0 | 0
TAS1 | OCGT / Diesel | 4.995e-05 | 6.7676e-05 | 5.7591e-05 | 4.8568e-05 | 5.8056e-05 | 1.6422e-06 | 0.00016434 | 0.00017576 | 0.00018732 | 0.0001914 | 1.5532 | 0.51381 | 5.6513 | 7.3301 | 1.7804 | 7.4184 | 2.2992 | 3.747 | 1.7369 | 14.8654 | 11.6558 | 11.3619 | 13.5125 | 7.199 | 16.5385
TAS1 | Hydro | 11666.0557 | 9346.944 | 6495.6312 | 5048.2673 | 6422.9502 | 4917.5331 | 6820.1437 | 5951.4366 | 6451.9922 | 7806.4577 | 6641.5189 | 5674.8587 | 8683.3153 | 10144.1528 | 9416.559 | 9538.5321 | 8724.3221 | 9587.5878 | 9969.9449 | 10047.1541 | 9589.1471 | 9769.7142 | 10513.2448 | 10068.9711 | 10375.2244
TAS1 | Hydrogen Turbine | 0 | 0 | 0 | 0 | 0 | 0 | 0 | 0 | 0 | 0 | 0 | 0 | 0 | 0 | 0 | 0 | 0 | 0 | 0 | 0 | 0 | 0 | 0 | 0 | 0
TAS1 | Wind | 1627.1889 | 1793.6941 | 2455.9314 | 3354.97 | 3310.7241 | 4172.4253 | 6554.0014 | 7020.789 | 8060.2061 | 9278.9625 | 9327.5875 | 8855.9355 | 9515.7633 | 9347.4517 | 9196.7132 | 8265.634 | 9035.9449 | 9082.3195 | 9055.1964 | 9473.9539 | 9419.7841 | 10181.4445 | 9701.3277 | 9956.5317 | 9153.596
TAS1 | Solar PV | 0 | 6.0312e-05 | 0.00012525 | 0.00013314 | 0.00013413 | 0.00014329 | 0.00016265 | 0.00027031 | 0.00029491 | 0.00034517 | 0.00032286 | 1136.8717 | 1149.59 | 1018.7316 | 1107.0842 | 1091.0717 | 1019.3874 | 1083.3074 | 1229.6983 | 1154.2333 | 1206.0274 | 1221.5122 | 1041.2273 | 1185.0215 | 1166.6615
TAS1 | Grid Battery | 0 | 0.00058494 | 0.00079412 | 0.00090651 | 0.00090968 | 0.00092793 | 0.0010246 | 0.0011361 | 0.001256 | 0.0013684 | 0.0015539 | 0.0017304 | 0.0019927 | 0.0025533 | 0.0028734 | 0.003286 | 0.0040568 | 0.0068289 | 0.0069991 | 0.0078708 | 0.0081204 | 0.007993 | 0.0077706 | 0.011924 | 0.011541
TAS1 | PHES | 0 | 0 | 0 | 0 | 0.0019407 | 0.0021486 | 0.0027883 | 0.0030438 | 0.0032437 | 0.0034124 | 0.0037398 | 0.0040755 | 0.0050745 | 0.0061453 | 0.0063626 | 0.0080773 | 0.012118 | 74.5338 | 80.73 | 76.5663 | 77.5738 | 73.2375 | 73.2629 | 213.9434 | 258.4306
TAS1 | VPP | 0.029083 | 0.083473 | 0.53823 | 1.037 | 0.89743 | 1.3426 | 1.4709 | 1.6036 | 1.798 | 1.8177 | 2.4092 | 2.84 | 4.1338 | 4.1981 | 4.5484 | 5.73 | 5.1991 | 6.0156 | 6.579 | 7.0042 | 7.2135 | 7.7211 | 8.1371 | 8.3877 | 10.6117
Total excluding storage |  | 13293.2738 | 11140.7224 | 8952.1018 | 8404.2754 | 9734.5748 | 9091.3042 | 13375.6203 | 12973.8341 | 14514.0016 | 17087.2434 | 15973.0747 | 15671.0257 | 19358.461 | 20521.8733 | 19726.6946 | 18908.3979 | 18787.1691 | 19837.5183 | 20343.893 | 20773.7853 | 20311.4101 | 21264.9999 | 21350.7204 | 21440.0667 | 20981.0748
Explicitly modelled pumping
Region | Technology | 2024-25 | 2025-26 | 2026-27 | 2027-28 | 2028-29 | 2029-30 | 2030-31 | 2031-32 | 2032-33 | 2033-34 | 2034-35 | 2035-36 | 2036-37 | 2037-38 | 2038-39 | 2039-40 | 2040-41 | 2041-42 | 2042-43 | 2043-44 | 2044-45 | 2045-46 | 2046-47 | 2047-48 | 2048-49
NEM | Grid Battery pump | 1611.7567 | 2633.5378 | 2962.1555 | 3736.4231 | 3412.393 | 5335.1712 | 6010.0738 | 7017.5515 | 10037.4797 | 11035.9826 | 12795.799 | 13641.3876 | 14850.8814 | 17098.7253 | 17289.3493 | 19033.07 | 20681.6728 | 24106.9868 | 31440.7022 | 32680.5888 | 33379.2942 | 34912.2935 | 30762.9101 | 29190.2627 | 27551.337
NEM | PHES Pump | 2185.0223 | 3097.4505 | 3802.0567 | 3614.1018 | 11719.534 | 13194.6014 | 16862.4872 | 16617.176 | 17079.7789 | 19085.808 | 17154.4297 | 18760.4513 | 18907.1367 | 18320.2206 | 16244.3993 | 15628.2764 | 15095.9688 | 16667.4355 | 17229.3509 | 15516.4157 | 15512.3118 | 16320.3551 | 14860.2071 | 13317.6537 | 11729.5338
NEM | VPP pump | 407.8594 | 758.7668 | 1196.4812 | 1738.0266 | 2110.7992 | 3054.3177 | 3892.7351 | 4524.0342 | 5454.7889 | 6437.5455 | 6796.3739 | 7658.6883 | 8856.8557 | 8955.421 | 10124.3551 | 10980.5425 | 11429.3159 | 12621.3615 | 14106.3716 | 14776.3757 | 15792.5602 | 17292.4545 | 16929.5531 | 18021.1454 | 18185.8124
Region | Technology | 2024-25 | 2025-26 | 2026-27 | 2027-28 | 2028-29 | 2029-30 | 2030-31 | 2031-32 | 2032-33 | 2033-34 | 2034-35 | 2035-36 | 2036-37 | 2037-38 | 2038-39 | 2039-40 | 2040-41 | 2041-42 | 2042-43 | 2043-44 | 2044-45 | 2045-46 | 2046-47 | 2047-48 | 2048-49
NSW1 | Grid Battery pump | 525.6999 | 703.7169 | 1563.391 | 1549.5192 | 1584.6145 | 1734.9837 | 2157.2475 | 2035.5396 | 2160.8475 | 2148.3962 | 2066.489 | 2088.1167 | 2181.9887 | 2137.1027 | 2207.0381 | 2195.5031 | 2134.5489 | 2324.1543 | 2328.6861 | 2199.6904 | 2281.1666 | 4343.5865 | 3362.0659 | 3490.5234 | 3480.0239
NSW1 | PHES Pump | 1700.8885 | 1236.9759 | 2172.3063 | 2306.6299 | 5020.7411 | 6040.4674 | 5711.7325 | 4106.4194 | 5858.3694 | 7376.7376 | 6715.5174 | 7422.643 | 6813.8803 | 7445.5039 | 5873.7496 | 6274.4801 | 5968.629 | 6951.4855 | 7017.0546 | 6676.1145 | 7820.1877 | 7831.065 | 7678.5945 | 6198.417 | 6432.5528
NSW1 | VPP pump | 15.6856 | 17.3267 | 23.6891 | 29.238 | 34.7375 | 41.3157 | 45.9848 | 49.8016 | 57.9448 | 64.5774 | 69.3722 | 77.1207 | 89.8444 | 98.7198 | 110.7098 | 119.9029 | 127.5552 | 138.8739 | 148.7865 | 155.8042 | 171.0115 | 182.8999 | 188.6218 | 208.4681 | 220.8184
Region | Technology | 2024-25 | 2025-26 | 2026-27 | 2027-28 | 2028-29 | 2029-30 | 2030-31 | 2031-32 | 2032-33 | 2033-34 | 2034-35 | 2035-36 | 2036-37 | 2037-38 | 2038-39 | 2039-40 | 2040-41 | 2041-42 | 2042-43 | 2043-44 | 2044-45 | 2045-46 | 2046-47 | 2047-48 | 2048-49
QLD1 | Grid Battery pump | 547.138 | 562.2415 | 598.5257 | 608.8587 | 542.9923 | 511.6608 | 538.5572 | 569.3617 | 596.2892 | 592.5259 | 597.3973 | 593.2145 | 582.3871 | 572.5047 | 503.4536 | 498.5346 | 493.944 | 593.7875 | 1242.0437 | 1235.7342 | 1783.3811 | 1772.0061 | 2130.9816 | 2209.9863 | 2150.6032
QLD1 | PHES Pump | 1146.0403 | 1578.3374 | 1672.6476 | 1473.3418 | 967.7573 | 648.714 | 1508.8763 | 1905.8867 | 2509.4838 | 3989.5123 | 5036.4667 | 5318.2488 | 5504.8456 | 4924.1915 | 5019.0753 | 5726.8351 | 6190.5109 | 5451.4992 | 6517.6888 | 6434.7991 | 6577.3426 | 7144.3564 | 6253.6564 | 5995.7767 | 5933.2597
QLD1 | VPP pump | 7.0055 | 8.4306 | 11.8058 | 15.5196 | 17.2649 | 20.0765 | 24.6714 | 29.0957 | 34.9426 | 38.9847 | 44.6969 | 50.2245 | 55.4969 | 61.1782 | 70.1498 | 77.1897 | 82.9771 | 93.2128 | 98.1126 | 104.7173 | 112.5481 | 121.0512 | 125.2088 | 140.9389 | 148.1487
Region | Technology | 2024-25 | 2025-26 | 2026-27 | 2027-28 | 2028-29 | 2029-30 | 2030-31 | 2031-32 | 2032-33 | 2033-34 | 2034-35 | 2035-36 | 2036-37 | 2037-38 | 2038-39 | 2039-40 | 2040-41 | 2041-42 | 2042-43 | 2043-44 | 2044-45 | 2045-46 | 2046-47 | 2047-48 | 2048-49
VIC1 | Grid Battery pump | 368.608 | 887.3087 | 1254.6516 | 1249.9205 | 1136.6752 | 1237.5926 | 1186.9787 | 1281.1651 | 1512.6997 | 1745.904 | 2099.3375 | 2150.6832 | 2330.3297 | 2151.149 | 2180.5872 | 2172.576 | 1970.2039 | 1968.1502 | 2067.792 | 1984.6293 | 2013.9689 | 2106.3794 | 1878.9168 | 1955.9249 | 1994.3192
VIC1 | PHES Pump | 0 | 0 | 0 | 0 | 0 | 0 | 0 | 0 | 0 | 0 | 0 | 0 | 0 | 0 | 0 | 0 | 0 | 0 | 0 | 0 | 0 | 0 | 0 | 0 | 0
VIC1 | VPP pump | 15.8142 | 16.8194 | 23.5828 | 29.4239 | 32.794 | 41.465 | 44.7448 | 49.9259 | 59.6863 | 71.5057 | 71.305 | 82.5414 | 98.7463 | 102.0555 | 116.6105 | 127.1944 | 130.1213 | 145.67 | 163.5238 | 176.4744 | 189.4233 | 211.0587 | 204.2555 | 227.8787 | 241.6682
Region | Technology | 2024-25 | 2025-26 | 2026-27 | 2027-28 | 2028-29 | 2029-30 | 2030-31 | 2031-32 | 2032-33 | 2033-34 | 2034-35 | 2035-36 | 2036-37 | 2037-38 | 2038-39 | 2039-40 | 2040-41 | 2041-42 | 2042-43 | 2043-44 | 2044-45 | 2045-46 | 2046-47 | 2047-48 | 2048-49
SA1 | Grid Battery pump | 379.8797 | 384.5411 | 431.0316 | 412.2755 | 399.5791 | 380.1747 | 385.9498 | 353.6329 | 390.2456 | 402.913 | 364.279 | 358.4956 | 383.018 | 385.0334 | 387.6019 | 393.5335 | 361.8627 | 374.5796 | 379.196 | 274.6377 | 1033.6178 | 1357.429 | 1228.7754 | 1258.6123 | 1236.8096
SA1 | PHES Pump | 0 | 0 | 0 | 0 | 0 | 0 | 0 | 0 | 0 | 0 | 0 | 0 | 0 | 0 | 0 | 0 | 0 | 0 | 0 | 0 | 0 | 0 | 0 | 0 | 0
SA1 | VPP pump | 64.3097 | 57.8728 | 66.7044 | 67.5736 | 71.6528 | 75.4142 | 82.8618 | 82.3515 | 98.0295 | 108.074 | 109.3274 | 114.5806 | 130.2613 | 140.0932 | 148.6902 | 158.5595 | 153.3102 | 168.2095 | 177.6655 | 183.2551 | 192.8447 | 212.3933 | 216.3079 | 229.5153 | 234.9416
Region | Technology | 2024-25 | 2025-26 | 2026-27 | 2027-28 | 2028-29 | 2029-30 | 2030-31 | 2031-32 | 2032-33 | 2033-34 | 2034-35 | 2035-36 | 2036-37 | 2037-38 | 2038-39 | 2039-40 | 2040-41 | 2041-42 | 2042-43 | 2043-44 | 2044-45 | 2045-46 | 2046-47 | 2047-48 | 2048-49
TAS1 | Grid Battery pump | 0 | 0.00069466 | 0.00094297 | 0.001076 | 0.0010794 | 0.0011013 | 0.0012158 | 0.0013484 | 0.0014907 | 0.0016241 | 0.0018443 | 0.0020536 | 0.002366 | 0.0030305 | 0.0034118 | 0.0038997 | 0.0048183 | 0.0081062 | 0.0083085 | 0.0093409 | 0.0096344 | 0.0094946 | 0.009216 | 0.014158 | 0.013688
TAS1 | PHES Pump | 0 | 0 | 0 | 0 | 0 | 0 | 0 | 0 | 0 | 0 | 0 | 0 | 0 | 0 | 0 | 0 | 0 | 0 | 0 | 0 | 0 | 0 | 0 | 0 | 0
TAS1 | VPP pump | 0.033695 | 0.098121 | 0.63252 | 1.2217 | 1.0551 | 1.5834 | 1.7257 | 1.8904 | 2.1182 | 2.1387 | 2.8398 | 3.3288 | 4.8787 | 4.9236 | 5.351 | 6.7412 | 6.1386 | 7.0553 | 7.7652 | 8.222 | 8.4793 | 9.1146 | 9.5473 | 9.8801 | 12.4668

## O3C_Capacity
Installed capacity by technology (MW) - O3C, Progressive Change Scenario
Capacity calculated on 1 July. In early study years some wind and solar projects enter later in the financial year and are therefore reflected in the following financial year's capacity. Non-scheduled generation including Distributed PV is not shown.
Explicitly modelled generation
Region | Technology | 2024-25 | 2025-26 | 2026-27 | 2027-28 | 2028-29 | 2029-30 | 2030-31 | 2031-32 | 2032-33 | 2033-34 | 2034-35 | 2035-36 | 2036-37 | 2037-38 | 2038-39 | 2039-40 | 2040-41 | 2041-42 | 2042-43 | 2043-44 | 2044-45 | 2045-46 | 2046-47 | 2047-48 | 2048-49
NEM | Black Coal | 16456 | 16456 | 13576 | 12036 | 9346 | 7246 | 5986 | 5706 | 4626 | 3826 | 3082 | 3082 | 3082 | 3082 | 3082 | 3082 | 1692 | 1692 | 1692 | 1692 | 1692 | 1692 | 1692 | 1692 | 1692
NEM | Brown Coal | 4835 | 4835 | 4835 | 4835 | 3385 | 3385 | 3385 | 3385 | 3385 | 1160 | 580 | 580 | 580 | 580 | 580 | 580 | 580 | 580 | 580 | 580 | 580 | 580 | 580 | 0 | 0
NEM | CCGT | 2954.9 | 2954.9 | 2954.9 | 2774.9 | 2774.9 | 2774.9 | 2774.9 | 2774.9 | 2774.9 | 2774.9 | 2774.9 | 2774.9 | 2389.9 | 1860.9 | 1860.9 | 1716.5001 | 1716.5005 | 1716.5009 | 1716.5009 | 1276.5009 | 1276.5009 | 632.001 | 388.0013 | 388.0014 | 388.0014
NEM | Gas - Steam | 1300 | 1300 | 500 | 500 | 500 | 500 | 500 | 500 | 500 | 500 | 500 | 500 | 500 | 500 | 500 | 0 | 0 | 0 | 0 | 0 | 0 | 0 | 0 | 0 | 0
NEM | OCGT / Diesel | 8305.359 | 8305.359 | 8305.359 | 8305.359 | 8305.359 | 8305.359 | 7922.859 | 7922.859 | 7645.999 | 7052.4994 | 6935.4999 | 6805.5 | 6805.5 | 7054.4128 | 7054.4128 | 6614.4132 | 6494.4134 | 8191.0462 | 8097.0462 | 8141.7678 | 8074.0106 | 7950.8107 | 7867.9369 | 7315.0162 | 7976.3863
NEM | Hydro | 7507.42 | 7507.42 | 7507.42 | 7507.42 | 7507.42 | 7507.42 | 7507.42 | 7507.42 | 7507.42 | 7507.42 | 7507.42 | 7507.42 | 7507.42 | 7421.02 | 7421.02 | 7421.02 | 7421.02 | 7421.02 | 7355.02 | 7355.02 | 7355.02 | 7355.02 | 7355.02 | 7355.02 | 7355.02
NEM | Hydrogen Turbine | 0 | 0 | 0 | 0 | 0 | 0 | 0 | 0 | 0 | 0 | 0 | 0 | 0 | 0 | 0 | 0 | 0 | 0 | 0 | 0 | 0 | 0 | 0 | 0 | 0
NEM | Wind | 12114.048 | 17687.8239 | 23505.5205 | 31148.5038 | 33526.2668 | 38578.317 | 38790.5213 | 38843.4295 | 40117.2629 | 40851.5591 | 41898.0555 | 42058.6591 | 42827.3591 | 43760.1602 | 43978.6863 | 44651.9862 | 44248.0405 | 46621.9817 | 46610.3685 | 45455.0998 | 44706.8533 | 44096.7436 | 46567.9038 | 46500.5273 | 47594.9796
NEM | Solar PV | 10576.491 | 11900.8758 | 12714.1344 | 13578.9863 | 19349.717 | 19444.9213 | 19444.9207 | 19438.8009 | 19438.801 | 20114.5343 | 22313.5382 | 23195.6782 | 23074.6782 | 23024.6784 | 22874.3784 | 22874.3793 | 22874.3807 | 22874.1268 | 24659.0596 | 25858.7534 | 25277.1737 | 28813.9893 | 30392.6436 | 32205.1108 | 31870.7829
NEM | Grid Battery | 2317.4 | 4278.4027 | 4959.862 | 4966.7719 | 4966.7719 | 5284.8916 | 5254.8916 | 5766.5918 | 6277.5919 | 6757.3918 | 8341.2918 | 8341.2919 | 8291.292 | 8291.2923 | 8186.2925 | 8186.2927 | 8186.2933 | 8045.3149 | 8497.4166 | 7939.4171 | 8224.199 | 9121.5864 | 9188.6312 | 9181.723 | 9130.9236
NEM | PHES | 810 | 1060 | 1060 | 1060 | 3928.6719 | 7462.6533 | 9460.6535 | 9460.6536 | 9460.6537 | 9460.6538 | 9460.6539 | 9460.654 | 9460.6544 | 9460.6547 | 9460.6548 | 9460.6555 | 9460.6568 | 9500.923 | 9500.9231 | 9500.9232 | 9500.9243 | 9500.9245 | 9500.9246 | 9582.8008 | 9582.801
NEM | VPP | 107.1 | 128.2 | 150.99 | 176.19 | 205.3 | 240.21 | 267.51 | 297.51 | 329.4 | 364.92 | 403.3 | 444.7 | 487.69 | 533.79 | 581.91 | 629.49 | 676.69 | 724.29 | 772.5 | 821.59 | 877.1 | 935.99 | 998.61 | 1064.9 | 1130.2
Total excluding storage |  | 67283.718 | 76413.9814 | 80069.1858 | 86889.1309 | 93795.4065 | 100729.6722 | 101294.6761 | 101603.1648 | 102063.0285 | 100369.8783 | 103796.6593 | 104750.8032 | 105006.4937 | 105568.9085 | 105580.2548 | 105216.7372 | 103349.9951 | 107367.2035 | 109480.8349 | 108621.0721 | 107563.7819 | 110679.0655 | 114531.6714 | 115285.0995 | 116721.0948
Region | Technology | 2024-25 | 2025-26 | 2026-27 | 2027-28 | 2028-29 | 2029-30 | 2030-31 | 2031-32 | 2032-33 | 2033-34 | 2034-35 | 2035-36 | 2036-37 | 2037-38 | 2038-39 | 2039-40 | 2040-41 | 2041-42 | 2042-43 | 2043-44 | 2044-45 | 2045-46 | 2046-47 | 2047-48 | 2048-49
NSW1 | Black Coal | 8330 | 8330 | 5450 | 5450 | 2760 | 1390 | 1390 | 1390 | 1390 | 1390 | 1390 | 1390 | 1390 | 1390 | 1390 | 1390 | 0 | 0 | 0 | 0 | 0 | 0 | 0 | 0 | 0
NSW1 | Brown Coal | 0 | 0 | 0 | 0 | 0 | 0 | 0 | 0 | 0 | 0 | 0 | 0 | 0 | 0 | 0 | 0 | 0 | 0 | 0 | 0 | 0 | 0 | 0 | 0 | 0
NSW1 | CCGT | 440 | 440 | 440 | 440 | 440 | 440 | 440 | 440 | 440 | 440 | 440 | 440 | 440 | 440 | 440 | 440 | 440.0002 | 440.0003 | 440.0003 | 0.00028386 | 0.00028391 | 0.0003334 | 0.00033509 | 0.00038073 | 0.00038147
NSW1 | Gas - Steam | 0 | 0 | 0 | 0 | 0 | 0 | 0 | 0 | 0 | 0 | 0 | 0 | 0 | 0 | 0 | 0 | 0 | 0 | 0 | 0 | 0 | 0 | 0 | 0 | 0
NSW1 | OCGT / Diesel | 2688.999 | 2688.999 | 2688.999 | 2688.999 | 2688.999 | 2688.999 | 2688.999 | 2688.999 | 2688.999 | 2688.9991 | 2688.9991 | 2638.9991 | 2638.9991 | 2638.9991 | 2638.9991 | 2638.9993 | 2638.9994 | 3108.6253 | 3108.6253 | 3108.6253 | 2259.6264 | 2259.6264 | 2259.6264 | 2259.6266 | 2259.6267
NSW1 | Hydro | 2525 | 2525 | 2525 | 2525 | 2525 | 2525 | 2525 | 2525 | 2525 | 2525 | 2525 | 2525 | 2525 | 2525 | 2525 | 2525 | 2525 | 2525 | 2525 | 2525 | 2525 | 2525 | 2525 | 2525 | 2525
NSW1 | Hydrogen Turbine | 0 | 0 | 0 | 0 | 0 | 0 | 0 | 0 | 0 | 0 | 0 | 0 | 0 | 0 | 0 | 0 | 0 | 0 | 0 | 0 | 0 | 0 | 0 | 0 | 0
NSW1 | Wind | 2820.72 | 5143.8876 | 7915.6876 | 11759.2857 | 12978.9055 | 14527.4452 | 14527.4452 | 14527.4452 | 14527.4452 | 14527.4452 | 14527.4452 | 14527.4452 | 14480.9452 | 14480.9453 | 14278.4653 | 14278.4653 | 13917.9653 | 13869.6655 | 13869.6655 | 13304.6855 | 13304.6855 | 13230.9878 | 14683.3909 | 14683.3911 | 15549.9999
NSW1 | Solar PV | 4655.013 | 5356.8134 | 6170.0713 | 6683.2775 | 12278.7926 | 12362.1942 | 12362.1936 | 12362.1936 | 12362.1936 | 12362.1936 | 12362.1936 | 12362.1936 | 12362.1936 | 12362.1937 | 12211.8937 | 12211.8943 | 12211.8946 | 12211.8949 | 12109.8723 | 12036.8781 | 12036.8781 | 13574.0161 | 13902.3314 | 14657.3383 | 14607.3392
NSW1 | Grid Battery | 585 | 1645.0019 | 1970.0045 | 1970.0046 | 1970.0046 | 1970.0046 | 1970.0046 | 1970.0046 | 1970.0046 | 1940.0046 | 1940.0046 | 1940.0047 | 1890.0047 | 1890.0047 | 1890.0048 | 1890.0048 | 1890.0051 | 1995.1234 | 1995.1236 | 1895.1237 | 1895.131 | 2715.2523 | 2486.6204 | 2486.6206 | 2486.6209
NSW1 | PHES | 240 | 240 | 240 | 240 | 1686.502 | 3955.0001 | 3955.0001 | 3955.0001 | 3955.0001 | 3955.0001 | 3955.0001 | 3955.0001 | 3955.0001 | 3955.0001 | 3955.0001 | 3955.0002 | 3955.0002 | 3955.0012 | 3955.0013 | 3955.0013 | 3955.0021 | 3955.0023 | 3955.0023 | 3955.0023 | 3955.0024
NSW1 | VPP | 18.1 | 23.2 | 29.29 | 35.69 | 43.4 | 52.31 | 59.11 | 66.51 | 74.5 | 83.42 | 93.1 | 103.6 | 114.59 | 126.39 | 138.81 | 151.29 | 163.79 | 176.49 | 189.2 | 201.99 | 216.6 | 232.09 | 248.61 | 266.2 | 283.5
Total excluding storage |  | 22302.832 | 26392.9018 | 27429.0524 | 31792.2567 | 37371.6036 | 39910.953 | 39917.7525 | 39925.1525 | 39933.1425 | 39912.0626 | 39921.7427 | 39882.2427 | 39796.7328 | 39808.533 | 39468.173 | 39480.6539 | 37742.6547 | 38281.8006 | 38192.4883 | 37027.3042 | 36192.9235 | 38491.9753 | 40060.5817 | 40833.1793 | 41667.0894
Region | Technology | 2024-25 | 2025-26 | 2026-27 | 2027-28 | 2028-29 | 2029-30 | 2030-31 | 2031-32 | 2032-33 | 2033-34 | 2034-35 | 2035-36 | 2036-37 | 2037-38 | 2038-39 | 2039-40 | 2040-41 | 2041-42 | 2042-43 | 2043-44 | 2044-45 | 2045-46 | 2046-47 | 2047-48 | 2048-49
QLD1 | Black Coal | 8126 | 8126 | 8126 | 6586 | 6586 | 5856 | 4596 | 4316 | 3236 | 2436 | 1692 | 1692 | 1692 | 1692 | 1692 | 1692 | 1692 | 1692 | 1692 | 1692 | 1692 | 1692 | 1692 | 1692 | 1692
QLD1 | Brown Coal | 0 | 0 | 0 | 0 | 0 | 0 | 0 | 0 | 0 | 0 | 0 | 0 | 0 | 0 | 0 | 0 | 0 | 0 | 0 | 0 | 0 | 0 | 0 | 0 | 0
QLD1 | CCGT | 1597.9 | 1597.9 | 1597.9 | 1597.9 | 1597.9 | 1597.9 | 1597.9 | 1597.9 | 1597.9 | 1597.9 | 1597.9 | 1597.9 | 1212.9 | 1212.9 | 1212.9 | 1068.5001 | 1068.5002 | 1068.5003 | 1068.5003 | 1068.5003 | 1068.5003 | 424.0003 | 180.0004 | 180.0004 | 180.0005
QLD1 | Gas - Steam | 0 | 0 | 0 | 0 | 0 | 0 | 0 | 0 | 0 | 0 | 0 | 0 | 0 | 0 | 0 | 0 | 0 | 0 | 0 | 0 | 0 | 0 | 0 | 0 | 0
QLD1 | OCGT / Diesel | 1954.5 | 1954.5 | 1954.5 | 1954.5 | 1954.5 | 1954.5 | 1954.5 | 1954.5 | 1954.5 | 1531.0001 | 1414.0005 | 1414.0005 | 1414.0005 | 1414.0005 | 1414.0005 | 1414.0005 | 1414.0005 | 1568.0721 | 1568.0721 | 1568.0721 | 1718.8379 | 1718.8379 | 1789.964 | 1789.964 | 2451.334
QLD1 | Hydro | 152.4 | 152.4 | 152.4 | 152.4 | 152.4 | 152.4 | 152.4 | 152.4 | 152.4 | 152.4 | 152.4 | 152.4 | 152.4 | 66 | 66 | 66 | 66 | 66 | 0 | 0 | 0 | 0 | 0 | 0 | 0
QLD1 | Hydrogen Turbine | 0 | 0 | 0 | 0 | 0 | 0 | 0 | 0 | 0 | 0 | 0 | 0 | 0 | 0 | 0 | 0 | 0 | 0 | 0 | 0 | 0 | 0 | 0 | 0 | 0
QLD1 | Wind | 1551.408 | 4191.0917 | 5725.91 | 8128.5572 | 8128.5573 | 9135.707 | 9135.707 | 9135.7071 | 9135.7071 | 9135.7075 | 9135.7076 | 9135.7077 | 9135.7077 | 9135.7079 | 9135.708 | 9135.7082 | 9135.7088 | 11557.941 | 11596.8777 | 11544.249 | 11252.001 | 11900.4965 | 12589.3614 | 12598.7118 | 13064.2548
QLD1 | Solar PV | 4013.785 | 4013.785 | 4013.785 | 4013.7852 | 4048.0872 | 4059.8899 | 4059.8899 | 4059.8899 | 4059.8899 | 4735.6232 | 6934.6271 | 6934.6271 | 6813.6271 | 6763.6272 | 6763.6272 | 6763.6273 | 6763.6282 | 6786.1339 | 8673.089 | 9945.7741 | 9744.6742 | 10907.102 | 11289.2876 | 12025.245 | 11466.5108
QLD1 | Grid Battery | 622 | 772.0002 | 772.0013 | 772.0014 | 772.0014 | 772.0014 | 772.0014 | 772.0014 | 772.0015 | 772.0015 | 772.0015 | 772.0015 | 772.0015 | 772.0015 | 672.0015 | 672.0015 | 672.0016 | 732.1716 | 1184.2729 | 1184.273 | 1368.8248 | 1368.8245 | 1670.9524 | 1670.9523 | 1670.9523
QLD1 | PHES | 570 | 820 | 820 | 820 | 1641.317 | 2165.605 | 4163.605 | 4163.605 | 4163.605 | 4163.6051 | 4163.6051 | 4163.6051 | 4163.6051 | 4163.6051 | 4163.6051 | 4163.6053 | 4163.6053 | 4163.6053 | 4163.6054 | 4163.6054 | 4163.6056 | 4163.6057 | 4163.6057 | 4163.6057 | 4163.6058
QLD1 | VPP | 8.3 | 11 | 14.1 | 17.7 | 21.8 | 27.1 | 31.4 | 36.3 | 41.6 | 47.6 | 54.3 | 61.7 | 69.5 | 78 | 87.1 | 96.1 | 105.2 | 114.4 | 123.9 | 133.7 | 144.9 | 156.9 | 169.8 | 183.6 | 197.3
Total excluding storage |  | 18596.293 | 21638.6769 | 23176.5964 | 24042.8439 | 24902.5629 | 25721.1033 | 26463.4033 | 26188.3034 | 25113.6035 | 24571.8373 | 25916.5418 | 25923.9418 | 25425.7419 | 25297.8422 | 25206.9423 | 25071.5429 | 25080.6446 | 27748.8242 | 30070.3174 | 31300.1739 | 31153.3438 | 32331.767 | 33544.9716 | 34304.0793 | 34885.9582
Region | Technology | 2024-25 | 2025-26 | 2026-27 | 2027-28 | 2028-29 | 2029-30 | 2030-31 | 2031-32 | 2032-33 | 2033-34 | 2034-35 | 2035-36 | 2036-37 | 2037-38 | 2038-39 | 2039-40 | 2040-41 | 2041-42 | 2042-43 | 2043-44 | 2044-45 | 2045-46 | 2046-47 | 2047-48 | 2048-49
VIC1 | Black Coal | 0 | 0 | 0 | 0 | 0 | 0 | 0 | 0 | 0 | 0 | 0 | 0 | 0 | 0 | 0 | 0 | 0 | 0 | 0 | 0 | 0 | 0 | 0 | 0 | 0
VIC1 | Brown Coal | 4835 | 4835 | 4835 | 4835 | 3385 | 3385 | 3385 | 3385 | 3385 | 1160 | 580 | 580 | 580 | 580 | 580 | 580 | 580 | 580 | 580 | 580 | 580 | 580 | 580 | 0 | 0
VIC1 | CCGT | 0 | 0 | 0 | 0 | 0 | 0 | 0 | 0 | 0 | 0 | 0 | 0 | 0 | 0 | 0 | 0 | 0 | 0.00015619 | 0.00015625 | 0.00017291 | 0.00017376 | 0.00019164 | 0.00023812 | 0.00028152 | 0.00028216
VIC1 | Gas - Steam | 500 | 500 | 500 | 500 | 500 | 500 | 500 | 500 | 500 | 500 | 500 | 500 | 500 | 500 | 500 | 0 | 0 | 0 | 0 | 0 | 0 | 0 | 0 | 0 | 0
VIC1 | OCGT / Diesel | 1900 | 1900 | 1900 | 1900 | 1900 | 1900 | 1900 | 1900 | 1900 | 1730.0001 | 1730.0001 | 1730.0001 | 1730.0001 | 1730.0001 | 1730.0001 | 1290.0003 | 1290.0003 | 1658.2265 | 1564.2265 | 1564.2265 | 2309.4085 | 2309.4085 | 2309.4086 | 1756.4872 | 1756.4872
VIC1 | Hydro | 2279.02 | 2279.02 | 2279.02 | 2279.02 | 2279.02 | 2279.02 | 2279.02 | 2279.02 | 2279.02 | 2279.02 | 2279.02 | 2279.02 | 2279.02 | 2279.02 | 2279.02 | 2279.02 | 2279.02 | 2279.02 | 2279.02 | 2279.02 | 2279.02 | 2279.02 | 2279.02 | 2279.02 | 2279.02
VIC1 | Hydrogen Turbine | 0 | 0 | 0 | 0 | 0 | 0 | 0 | 0 | 0 | 0 | 0 | 0 | 0 | 0 | 0 | 0 | 0 | 0 | 0 | 0 | 0 | 0 | 0 | 0 | 0
VIC1 | Wind | 4416.36 | 5027.2841 | 5783.6842 | 6018.7305 | 6018.7309 | 7965.8226 | 7965.8226 | 8018.7307 | 8685.7307 | 9299.2307 | 10345.7269 | 10774.2305 | 11774.2304 | 12707.0312 | 13287.0312 | 14287.0308 | 13998.7309 | 13998.7309 | 13948.1809 | 13624.3809 | 13312.3809 | 12448.8224 | 12448.8224 | 12257.5222 | 12228.8226
VIC1 | Solar PV | 1208.073 | 1473.6573 | 1473.6574 | 1473.6574 | 1473.6579 | 1473.6579 | 1473.6579 | 1473.6579 | 1473.6579 | 1473.658 | 1473.658 | 1473.658 | 1473.658 | 1473.658 | 1473.658 | 1473.658 | 1473.658 | 1473.6581 | 1473.6582 | 1473.6586 | 1363.1788 | 1332.0833 | 1861.2527 | 2261.9555 | 2536.3607
VIC1 | Grid Battery | 580.33 | 1050.3306 | 1400.3321 | 1400.3328 | 1400.3328 | 1718.4525 | 1718.4525 | 2230.1526 | 2741.1526 | 3250.9524 | 4859.8524 | 4859.8524 | 4859.8524 | 4859.8524 | 4854.8524 | 4854.8524 | 4854.8525 | 4554.854 | 4554.854 | 4354.854 | 4354.8564 | 4354.8561 | 4354.8579 | 4354.8573 | 4354.8574
VIC1 | PHES | 0 | 0 | 0 | 0 | 600.8524 | 1342.0476 | 1342.0476 | 1342.0476 | 1342.0476 | 1342.0476 | 1342.0476 | 1342.0476 | 1342.0476 | 1342.0476 | 1342.0476 | 1342.0476 | 1342.0476 | 1342.0476 | 1342.0477 | 1342.0477 | 1342.0477 | 1342.0477 | 1342.0477 | 1342.0477 | 1342.0477
VIC1 | VPP | 15.1 | 20.7 | 26.7 | 33.6 | 42.1 | 52 | 59.5 | 67.8 | 76.8 | 87 | 98.1 | 110.2 | 123 | 137 | 151.6 | 166.3 | 181 | 196 | 211.4 | 227.3 | 245.1 | 264.2 | 284.6 | 306.3 | 327.8
Total excluding storage |  | 15733.883 | 17085.992 | 18198.3936 | 18440.3406 | 17599.694 | 20616.0006 | 20623.5006 | 21196.4088 | 22383.4089 | 21121.9089 | 23208.405 | 23649.0086 | 24661.8085 | 25608.6094 | 26198.2094 | 26272.9092 | 25999.3093 | 26082.5373 | 25953.3874 | 25445.488 | 25785.9925 | 24910.4381 | 25460.0095 | 24558.1901 | 24825.3959
Region | Technology | 2024-25 | 2025-26 | 2026-27 | 2027-28 | 2028-29 | 2029-30 | 2030-31 | 2031-32 | 2032-33 | 2033-34 | 2034-35 | 2035-36 | 2036-37 | 2037-38 | 2038-39 | 2039-40 | 2040-41 | 2041-42 | 2042-43 | 2043-44 | 2044-45 | 2045-46 | 2046-47 | 2047-48 | 2048-49
SA1 | Black Coal | 0 | 0 | 0 | 0 | 0 | 0 | 0 | 0 | 0 | 0 | 0 | 0 | 0 | 0 | 0 | 0 | 0 | 0 | 0 | 0 | 0 | 0 | 0 | 0 | 0
SA1 | Brown Coal | 0 | 0 | 0 | 0 | 0 | 0 | 0 | 0 | 0 | 0 | 0 | 0 | 0 | 0 | 0 | 0 | 0 | 0 | 0 | 0 | 0 | 0 | 0 | 0 | 0
SA1 | CCGT | 709 | 709 | 709 | 529 | 529 | 529 | 529 | 529 | 529 | 529 | 529 | 529 | 529 | 0 | 0 | 0 | 0.00010913 | 0.00018036 | 0.00018043 | 0.00020474 | 0.00020483 | 0.00021486 | 0.00029119 | 0.00029917 | 0.00029959
SA1 | Gas - Steam | 800 | 800 | 0 | 0 | 0 | 0 | 0 | 0 | 0 | 0 | 0 | 0 | 0 | 0 | 0 | 0 | 0 | 0 | 0 | 0 | 0 | 0 | 0 | 0 | 0
SA1 | OCGT / Diesel | 1583.86 | 1583.86 | 1583.86 | 1583.86 | 1583.86 | 1583.86 | 1201.36 | 1201.36 | 924.5 | 924.5001 | 924.5001 | 844.5001 | 844.5001 | 1093.4129 | 1093.4129 | 1093.4129 | 1093.4129 | 1798.1218 | 1798.1218 | 1842.8432 | 1728.1372 | 1604.9372 | 1450.9372 | 1450.9373 | 1450.9373
SA1 | Hydro | 0 | 0 | 0 | 0 | 0 | 0 | 0 | 0 | 0 | 0 | 0 | 0 | 0 | 0 | 0 | 0 | 0 | 0 | 0 | 0 | 0 | 0 | 0 | 0 | 0
SA1 | Hydrogen Turbine | 0 | 0 | 0 | 0 | 0 | 0 | 0 | 0 | 0 | 0 | 0 | 0 | 0 | 0 | 0 | 0 | 0 | 0 | 0 | 0 | 0 | 0 | 0 | 0 | 0
SA1 | Wind | 2762.21 | 2762.21 | 3196.5575 | 4029.0676 | 4785.0912 | 5119.7719 | 5053.7719 | 5053.7719 | 5053.7719 | 4955.0719 | 4955.0719 | 4687.1719 | 4502.3719 | 4502.3719 | 4343.3719 | 4016.672 | 3977.6632 | 3977.672 | 3977.6721 | 3763.8121 | 3763.8135 | 3442.4645 | 3772.3567 | 3886.9298 | 3677.93
SA1 | Solar PV | 699.62 | 1056.62 | 1056.6208 | 1408.2663 | 1549.1793 | 1549.1793 | 1549.1793 | 1543.0593 | 1543.0593 | 1543.0593 | 1543.0593 | 1543.0593 | 1543.0593 | 1543.0593 | 1543.0593 | 1543.0593 | 1543.0594 | 1520.2994 | 1520.2996 | 1520.3019 | 1250.302 | 2118.6473 | 2457.6312 | 2378.4313 | 2378.4314
SA1 | Grid Battery | 530.07 | 811.0701 | 817.5239 | 824.4329 | 824.4329 | 824.4329 | 794.4329 | 794.4329 | 794.4329 | 794.4329 | 769.4329 | 769.4329 | 769.433 | 769.433 | 769.433 | 769.433 | 769.4331 | 763.1638 | 763.1639 | 505.1639 | 605.3844 | 682.6511 | 676.1983 | 669.2894 | 618.4894
SA1 | PHES | 0 | 0 | 0 | 0 | 0 | 0 | 0 | 0 | 0 | 0 | 0 | 0 | 0 | 0 | 0 | 0 | 0 | 0 | 0 | 0 | 0 | 0 | 0 | 0 | 0
SA1 | VPP | 64.7 | 72.1 | 79.3 | 87.2 | 95.5 | 105.7 | 114 | 122.9 | 132 | 141.8 | 152.1 | 162.8 | 173.5 | 184.6 | 195.8 | 206.4 | 216.5 | 226.5 | 236.3 | 246.1 | 257.1 | 268.5 | 280.3 | 292.5 | 304.2
Total excluding storage |  | 7149.46 | 7794.8601 | 7442.8622 | 8461.8268 | 9367.0633 | 9711.944 | 9241.7441 | 9244.5241 | 8976.7641 | 8887.8642 | 8873.1642 | 8535.9643 | 8361.8643 | 8092.8771 | 7945.0772 | 7628.9772 | 7600.0686 | 8285.7573 | 8295.5576 | 7878.2214 | 7604.7373 | 8117.2004 | 8637.4238 | 8678.0881 | 8429.9884
Region | Technology | 2024-25 | 2025-26 | 2026-27 | 2027-28 | 2028-29 | 2029-30 | 2030-31 | 2031-32 | 2032-33 | 2033-34 | 2034-35 | 2035-36 | 2036-37 | 2037-38 | 2038-39 | 2039-40 | 2040-41 | 2041-42 | 2042-43 | 2043-44 | 2044-45 | 2045-46 | 2046-47 | 2047-48 | 2048-49
TAS1 | Black Coal | 0 | 0 | 0 | 0 | 0 | 0 | 0 | 0 | 0 | 0 | 0 | 0 | 0 | 0 | 0 | 0 | 0 | 0 | 0 | 0 | 0 | 0 | 0 | 0 | 0
TAS1 | Brown Coal | 0 | 0 | 0 | 0 | 0 | 0 | 0 | 0 | 0 | 0 | 0 | 0 | 0 | 0 | 0 | 0 | 0 | 0 | 0 | 0 | 0 | 0 | 0 | 0 | 0
TAS1 | CCGT | 208 | 208 | 208 | 208 | 208 | 208 | 208 | 208 | 208 | 208 | 208 | 208 | 208 | 208 | 208 | 208 | 208 | 208 | 208 | 208 | 208 | 208 | 208 | 208 | 208
TAS1 | Gas - Steam | 0 | 0 | 0 | 0 | 0 | 0 | 0 | 0 | 0 | 0 | 0 | 0 | 0 | 0 | 0 | 0 | 0 | 0 | 0 | 0 | 0 | 0 | 0 | 0 | 0
TAS1 | OCGT / Diesel | 178 | 178 | 178 | 178 | 178 | 178 | 178 | 178 | 178 | 178 | 178.0001 | 178.0001 | 178.0001 | 178.0001 | 178.0001 | 178.0003 | 58.0003 | 58.0005 | 58.0005 | 58.0005 | 58.0006 | 58.0006 | 58.0006 | 58.0011 | 58.0011
TAS1 | Hydro | 2551 | 2551 | 2551 | 2551 | 2551 | 2551 | 2551 | 2551 | 2551 | 2551 | 2551 | 2551 | 2551 | 2551 | 2551 | 2551 | 2551 | 2551 | 2551 | 2551 | 2551 | 2551 | 2551 | 2551 | 2551
TAS1 | Hydrogen Turbine | 0 | 0 | 0 | 0 | 0 | 0 | 0 | 0 | 0 | 0 | 0 | 0 | 0 | 0 | 0 | 0 | 0 | 0 | 0 | 0 | 0 | 0 | 0 | 0 | 0
TAS1 | Wind | 563.35 | 563.3505 | 883.6811 | 1212.8628 | 1614.9819 | 1829.5704 | 2107.7746 | 2107.7746 | 2714.608 | 2934.1038 | 2934.1038 | 2934.1038 | 2934.1039 | 2934.1039 | 2934.1098 | 2934.11 | 3217.9723 | 3217.9723 | 3217.9723 | 3217.9723 | 3073.9723 | 3073.9723 | 3073.9723 | 3073.9724 | 3073.9724
TAS1 | Solar PV | 0 | 0 | 0 | 0 | 0 | 0 | 0 | 0.00020221 | 0.0002025 | 0.00020256 | 0.00020268 | 882.1402 | 882.1402 | 882.1402 | 882.1402 | 882.1404 | 882.1404 | 882.1405 | 882.1405 | 882.1406 | 882.1406 | 882.1406 | 882.1407 | 882.1407 | 882.1408
TAS1 | Grid Battery | 0 | 0 | 0.00012688 | 0.00014889 | 0.00015234 | 0.00015417 | 0.00017106 | 0.00029472 | 0.00032854 | 0.00035991 | 0.00040784 | 0.00045131 | 0.000536 | 0.00071209 | 0.00079173 | 0.0009287 | 0.00115 | 0.0020438 | 0.0020713 | 0.0023534 | 0.00239 | 0.0023195 | 0.0023057 | 0.0035137 | 0.0035567
TAS1 | PHES | 0 | 0 | 0 | 0 | 0.00057025 | 0.00062748 | 0.00082033 | 0.00088205 | 0.00094838 | 0.0010122 | 0.0010993 | 0.0011829 | 0.0015099 | 0.0018633 | 0.0019041 | 0.0024445 | 0.0036607 | 40.2688 | 40.2688 | 40.2688 | 40.2689 | 40.2689 | 40.2689 | 122.145 | 122.1451
TAS1 | VPP | 0.9 | 1.2 | 1.6 | 2 | 2.5 | 3.1 | 3.5 | 4 | 4.5 | 5.1 | 5.7 | 6.4 | 7.1 | 7.8 | 8.6 | 9.4 | 10.2 | 10.9 | 11.7 | 12.5 | 13.4 | 14.3 | 15.3 | 16.3 | 17.4
Total excluding storage |  | 3501.25 | 3501.5505 | 3822.2813 | 4151.8629 | 4554.4827 | 4769.6712 | 5048.2756 | 5048.776 | 5656.1095 | 5876.2053 | 5876.8056 | 6759.6457 | 6760.3462 | 6761.0468 | 6761.8528 | 6762.654 | 6927.3178 | 6968.2842 | 6969.0842 | 6969.8846 | 6826.7847 | 6827.6847 | 6828.6848 | 6911.5627 | 6912.6629
Explicitly modelled pumping
Region | Technology | 2024-25 | 2025-26 | 2026-27 | 2027-28 | 2028-29 | 2029-30 | 2030-31 | 2031-32 | 2032-33 | 2033-34 | 2034-35 | 2035-36 | 2036-37 | 2037-38 | 2038-39 | 2039-40 | 2040-41 | 2041-42 | 2042-43 | 2043-44 | 2044-45 | 2045-46 | 2046-47 | 2047-48 | 2048-49
NEM | Grid Battery pump | 2317.4 | 4278.4016 | 4628.4038 | 4953.4055 | 4953.4055 | 5657.5901 | 5627.5903 | 6242.0059 | 7480.8014 | 7812.618 | 9567.7854 | 9878.7442 | 10123.9594 | 12129.8512 | 12024.8513 | 12532.4934 | 13793.9446 | 14806.0813 | 17611.2104 | 18236.7581 | 17673.8536 | 17663.8525 | 17661.8512 | 17336.8502 | 17286.0508
NEM | PHES Pump | 1310 | 1560 | 1560 | 1560 | 4060.2493 | 6283.8434 | 8281.8447 | 8281.8448 | 8302.4683 | 8619.797 | 8838.1007 | 9294.9892 | 9497.5271 | 9497.5289 | 9497.529 | 9498.614 | 9656.6116 | 9902.6986 | 9902.6987 | 9930.7283 | 9930.7284 | 9939.5897 | 9939.6148 | 9939.615 | 10320.8624
NEM | VPP pump | 465.39 | 865.09 | 1338.81 | 1937.09 | 2620.4099 | 3743.7901 | 4673.6 | 5606.7 | 6613 | 7696.0901 | 8891.7099 | 10188.0002 | 11325.3999 | 12553.6999 | 13871.8101 | 15003.4998 | 16133 | 17247.2003 | 18392.8899 | 19547.2 | 20775.4001 | 22044.5002 | 23192.4899 | 24355.9998 | 25520
Region | Technology | 2024-25 | 2025-26 | 2026-27 | 2027-28 | 2028-29 | 2029-30 | 2030-31 | 2031-32 | 2032-33 | 2033-34 | 2034-35 | 2035-36 | 2036-37 | 2037-38 | 2038-39 | 2039-40 | 2040-41 | 2041-42 | 2042-43 | 2043-44 | 2044-45 | 2045-46 | 2046-47 | 2047-48 | 2048-49
NSW1 | Grid Battery pump | 585 | 1645.0019 | 1970.0045 | 1970.0046 | 1970.0046 | 1970.0046 | 1970.0046 | 1970.0046 | 1970.0046 | 1940.0046 | 1940.0046 | 1940.0047 | 1890.0047 | 1890.0047 | 1890.0048 | 1890.0048 | 1890.0051 | 1995.1234 | 1995.1236 | 1895.1237 | 1895.131 | 2715.2523 | 2486.6204 | 2486.6206 | 2486.6209
NSW1 | PHES Pump | 840 | 840 | 840 | 840 | 2286.502 | 4555.0001 | 4555.0001 | 4555.0001 | 4555.0001 | 4555.0001 | 4555.0001 | 4555.0001 | 4555.0001 | 4555.0001 | 4555.0001 | 4555.0002 | 4555.0002 | 4555.0012 | 4555.0013 | 4555.0013 | 4555.0021 | 4555.0023 | 4555.0023 | 4555.0023 | 4555.0024
NSW1 | VPP pump | 18.1 | 23.2 | 29.29 | 35.69 | 43.4 | 52.31 | 59.11 | 66.51 | 74.5 | 83.42 | 93.1 | 103.6 | 114.59 | 126.39 | 138.81 | 151.29 | 163.79 | 176.49 | 189.2 | 201.99 | 216.6 | 232.09 | 248.61 | 266.2 | 283.5
Region | Technology | 2024-25 | 2025-26 | 2026-27 | 2027-28 | 2028-29 | 2029-30 | 2030-31 | 2031-32 | 2032-33 | 2033-34 | 2034-35 | 2035-36 | 2036-37 | 2037-38 | 2038-39 | 2039-40 | 2040-41 | 2041-42 | 2042-43 | 2043-44 | 2044-45 | 2045-46 | 2046-47 | 2047-48 | 2048-49
QLD1 | Grid Battery pump | 622 | 772.0002 | 772.0013 | 772.0014 | 772.0014 | 772.0014 | 772.0014 | 772.0014 | 772.0015 | 772.0015 | 772.0015 | 772.0015 | 772.0015 | 772.0015 | 672.0015 | 672.0015 | 672.0016 | 732.1716 | 1184.2729 | 1184.273 | 1368.8248 | 1368.8245 | 1670.9524 | 1670.9523 | 1670.9523
QLD1 | PHES Pump | 470 | 720 | 720 | 720 | 1541.317 | 2065.605 | 4063.605 | 4063.605 | 4063.605 | 4063.6051 | 4063.6051 | 4063.6051 | 4063.6051 | 4063.6051 | 4063.6051 | 4063.6053 | 4063.6053 | 4063.6053 | 4063.6054 | 4063.6054 | 4063.6056 | 4063.6057 | 4063.6057 | 4063.6057 | 4063.6058
QLD1 | VPP pump | 8.3 | 11 | 14.1 | 17.7 | 21.8 | 27.1 | 31.4 | 36.3 | 41.6 | 47.6 | 54.3 | 61.7 | 69.5 | 78 | 87.1 | 96.1 | 105.2 | 114.4 | 123.9 | 133.7 | 144.9 | 156.9 | 169.8 | 183.6 | 197.3
Region | Technology | 2024-25 | 2025-26 | 2026-27 | 2027-28 | 2028-29 | 2029-30 | 2030-31 | 2031-32 | 2032-33 | 2033-34 | 2034-35 | 2035-36 | 2036-37 | 2037-38 | 2038-39 | 2039-40 | 2040-41 | 2041-42 | 2042-43 | 2043-44 | 2044-45 | 2045-46 | 2046-47 | 2047-48 | 2048-49
VIC1 | Grid Battery pump | 580.33 | 1050.3306 | 1400.3321 | 1400.3328 | 1400.3328 | 1718.4525 | 1718.4525 | 2230.1526 | 2741.1526 | 3250.9524 | 4859.8524 | 4859.8524 | 4859.8524 | 4859.8524 | 4854.8524 | 4854.8524 | 4854.8525 | 4554.854 | 4554.854 | 4354.854 | 4354.8564 | 4354.8561 | 4354.8579 | 4354.8573 | 4354.8574
VIC1 | PHES Pump | 0 | 0 | 0 | 0 | 600.8524 | 1342.0476 | 1342.0476 | 1342.0476 | 1342.0476 | 1342.0476 | 1342.0476 | 1342.0476 | 1342.0476 | 1342.0476 | 1342.0476 | 1342.0476 | 1342.0476 | 1342.0476 | 1342.0477 | 1342.0477 | 1342.0477 | 1342.0477 | 1342.0477 | 1342.0477 | 1342.0477
VIC1 | VPP pump | 15.1 | 20.7 | 26.7 | 33.6 | 42.1 | 52 | 59.5 | 67.8 | 76.8 | 87 | 98.1 | 110.2 | 123 | 137 | 151.6 | 166.3 | 181 | 196 | 211.4 | 227.3 | 245.1 | 264.2 | 284.6 | 306.3 | 327.8
Region | Technology | 2024-25 | 2025-26 | 2026-27 | 2027-28 | 2028-29 | 2029-30 | 2030-31 | 2031-32 | 2032-33 | 2033-34 | 2034-35 | 2035-36 | 2036-37 | 2037-38 | 2038-39 | 2039-40 | 2040-41 | 2041-42 | 2042-43 | 2043-44 | 2044-45 | 2045-46 | 2046-47 | 2047-48 | 2048-49
SA1 | Grid Battery pump | 530.07 | 811.0701 | 817.5239 | 824.4329 | 824.4329 | 824.4329 | 794.4329 | 794.4329 | 794.4329 | 794.4329 | 769.4329 | 769.4329 | 769.433 | 769.433 | 769.433 | 769.433 | 769.4331 | 763.1638 | 763.1639 | 505.1639 | 605.3844 | 682.6511 | 676.1983 | 669.2894 | 618.4894
SA1 | PHES Pump | 0 | 0 | 0 | 0 | 0 | 0 | 0 | 0 | 0 | 0 | 0 | 0 | 0 | 0 | 0 | 0 | 0 | 0 | 0 | 0 | 0 | 0 | 0 | 0 | 0
SA1 | VPP pump | 64.7 | 72.1 | 79.3 | 87.2 | 95.5 | 105.7 | 114 | 122.9 | 132 | 141.8 | 152.1 | 162.8 | 173.5 | 184.6 | 195.8 | 206.4 | 216.5 | 226.5 | 236.3 | 246.1 | 257.1 | 268.5 | 280.3 | 292.5 | 304.2
Region | Technology | 2024-25 | 2025-26 | 2026-27 | 2027-28 | 2028-29 | 2029-30 | 2030-31 | 2031-32 | 2032-33 | 2033-34 | 2034-35 | 2035-36 | 2036-37 | 2037-38 | 2038-39 | 2039-40 | 2040-41 | 2041-42 | 2042-43 | 2043-44 | 2044-45 | 2045-46 | 2046-47 | 2047-48 | 2048-49
TAS1 | Grid Battery pump | 0 | 0 | 0.00012688 | 0.00014889 | 0.00015234 | 0.00015417 | 0.00017106 | 0.00029472 | 0.00032854 | 0.00035991 | 0.00040784 | 0.00045131 | 0.000536 | 0.00071209 | 0.00079173 | 0.0009287 | 0.00115 | 0.0020438 | 0.0020713 | 0.0023534 | 0.00239 | 0.0023195 | 0.0023057 | 0.0035137 | 0.0035567
TAS1 | PHES Pump | 0 | 0 | 0 | 0 | 0.00057025 | 0.00062748 | 0.00082033 | 0.00088205 | 0.00094838 | 0.0010122 | 0.0010993 | 0.0011829 | 0.0015099 | 0.0018633 | 0.0019041 | 0.0024445 | 0.0036607 | 40.2688 | 40.2688 | 40.2688 | 40.2689 | 40.2689 | 40.2689 | 122.145 | 122.1451
TAS1 | VPP pump | 0.9 | 1.2 | 1.6 | 2 | 2.5 | 3.1 | 3.5 | 4 | 4.5 | 5.1 | 5.7 | 6.4 | 7.1 | 7.8 | 8.6 | 9.4 | 10.2 | 10.9 | 11.7 | 12.5 | 13.4 | 14.3 | 15.3 | 16.3 | 17.4

## O3C_REZ Generation
Annual sent-out generation by REZ (GWh) - O3C, Progressive Change Scenario
The REZ generation includes generation from the existing, committed and anticipated renewables mapped to the relevant REZs.
Explicitly modelled generation
Region | REZ | REZ Name | Technology | 2024-25 | 2025-26 | 2026-27 | 2027-28 | 2028-29 | 2029-30 | 2030-31 | 2031-32 | 2032-33 | 2033-34 | 2034-35 | 2035-36 | 2036-37 | 2037-38 | 2038-39 | 2039-40 | 2040-41 | 2041-42 | 2042-43 | 2043-44 | 2044-45 | 2045-46 | 2046-47 | 2047-48 | 2048-49
QLD | Q1 | Far North QLD | Solar | 0 | 4.6801e-05 | 6.236e-05 | 9.5193e-05 | 0.00029108 | 0.00029283 | 0.00029939 | 0.00029815 | 0.00035683 | 0.00061303 | 0.00061143 | 0.00060752 | 0.00057267 | 0.00053825 | 0.00058399 | 0.00060721 | 0.00058447 | 0.00066702 | 0.0010644 | 0.0010348 | 0.0010397 | 0.0017005 | 0.0017514 | 0.0018509 | 0.0036207
QLD | Q2 | North Qld Clean Energy Hub | Solar | 191.5674 | 173.5254 | 154.3158 | 156.293 | 158.9419 | 152.9011 | 167.0774 | 180.5804 | 202.2874 | 210.9371 | 198.1918 | 200.5914 | 203.4603 | 73.2358 | 78.707 | 79.2587 | 76.8463 | 76.8821 | 361.5469 | 348.4157 | 347.3586 | 1209.8458 | 1900.9407 | 2163.276 | 2133.4302
QLD | Q3 | Northern Qld | Solar | 966.3861 | 920.5544 | 748.1628 | 755.1322 | 796.1167 | 721.2658 | 841.9851 | 921.6172 | 1100.314 | 1158.0458 | 1094.645 | 1105.9431 | 1090.9689 | 982.2357 | 1103.513 | 1157.4927 | 1111.299 | 1134.5429 | 787.844 | 494.5383 | 505.8716 | 479.3906 | 431.6225 | 222.6188 | 236.109
QLD | Q4 | Isaac | Solar | 1304.9888 | 1225.2565 | 1030.4435 | 1110.901 | 1151.6261 | 1079.3795 | 1228.1457 | 1387.2057 | 1594.3712 | 1637.2814 | 1518.9097 | 1609.0016 | 1582.3381 | 1418.0254 | 1600.1013 | 1656.9032 | 1668.7909 | 1659.3364 | 1573.3077 | 1481.0131 | 1460.6035 | 1411.8736 | 1281.6364 | 1338.9399 | 343.9156
QLD | Q5 | Barcaldine | Solar | 29.0982 | 26.2471 | 24.6066 | 25.5332 | 81.0549 | 94.0515 | 105.7139 | 117.5581 | 132.8531 | 165.9629 | 153.2507 | 157.6445 | 162.5108 | 146.0587 | 156.9898 | 165.8246 | 167.9586 | 167.7367 | 172.228 | 137.3581 | 141.623 | 175.9285 | 168.707 | 166.9571 | 175.7788
QLD | Q6 | Fitzroy | Solar | 742.8042 | 710.7484 | 585.0334 | 660.6557 | 617.2592 | 599.2956 | 678.4654 | 801.4645 | 889.4696 | 968.3899 | 911.6543 | 916.4873 | 915.7993 | 771.9857 | 882.1478 | 912.4582 | 945.2465 | 916.7991 | 919.2928 | 876.524 | 883.4137 | 868.9032 | 735.7189 | 779.2509 | 790.0486
QLD | Q7 | Wide Bay | Solar | 1198.3349 | 1087.3555 | 897.1769 | 916.0018 | 896.5885 | 809.362 | 949.5925 | 1170.2685 | 1306.9558 | 1393.2371 | 1333.6716 | 1340.8218 | 1355.7709 | 1183.4377 | 1308.765 | 1349.3882 | 1414.9836 | 1366.3067 | 1321.1773 | 1324.8391 | 1329.2485 | 1340.4293 | 1128.6168 | 948.71 | 1007.4594
QLD | Q8 | Darling Downs | Solar | 3229.7443 | 3097.6508 | 2667.829 | 2746.7845 | 2669.1459 | 2366.1974 | 2800.1012 | 3350.3268 | 3602.4072 | 5119.4749 | 10164.3527 | 10482.196 | 10254.5709 | 8519.5554 | 9407.203 | 9927.6489 | 10354.1565 | 9887.3427 | 14344.6256 | 17161.9587 | 17453.9857 | 18361.153 | 15079.4878 | 15369.8375 | 15996.2018
QLD | Q9 | Banana | Solar | 0 | 4.7161e-05 | 7.1982e-05 | 0.00011996 | 0.00020286 | 0.00048178 | 0.00048016 | 0.00058379 | 0.00065005 | 0.0010119 | 0.0015348 | 0.001501 | 0.0014414 | 0.0012832 | 0.0014102 | 0.0014214 | 0.0029543 | 0.0035493 | 0.0065227 | 0.006625 | 0.0066376 | 340.9882 | 294.1851 | 3061.2698 | 3094.0117
NSW | N1 | North West NSW | Solar | 429.2907 | 387.644 | 338.1972 | 284.48 | 263.7414 | 222.4767 | 186.0413 | 199.7875 | 235.1586 | 266.1584 | 245.0122 | 253.4969 | 282.4291 | 309.3455 | 298.1857 | 314.3527 | 321.1308 | 318.4837 | 300.7715 | 290.3908 | 313.5037 | 372.8906 | 364.3799 | 363.3591 | 377.1909
NSW | N2 | New England | Solar | 1254.6114 | 1143.9639 | 1035.1264 | 894.7611 | 1855.7945 | 1672.5679 | 1521.4456 | 1666.3698 | 1942.8336 | 2340.1721 | 2123.9292 | 2213.4252 | 2421.7504 | 2421.8938 | 2403.6896 | 2551.7562 | 2691.9489 | 2594.5812 | 2642.0994 | 2476.0952 | 2633.6978 | 3507.1678 | 3013.8656 | 3716.201 | 3904.7488
NSW | N3 | Central-West Orana | Solar | 2109.2251 | 2047.2568 | 2637.3813 | 3385.6756 | 12462.2628 | 12957.19 | 14494.6973 | 13917.1661 | 14291.9077 | 14447.4773 | 13876.1187 | 14737.4578 | 14608.0302 | 12756.4481 | 13210.6243 | 14746.3099 | 14756.0601 | 14811.6674 | 14529.808 | 14179.2266 | 15169.7336 | 16452.5593 | 14566.7591 | 15647.1874 | 17214.408
NSW | N4 | Broken Hill | Solar | 30.8881 | 46.0519 | 96.9826 | 86.9449 | 87.3455 | 82.6373 | 80.021 | 77.0584 | 84.7271 | 86.3013 | 91.4845 | 94.2542 | 94.7658 | 100.0142 | 96.5467 | 96.6793 | 96.342 | 104.533 | 95.7728 | 0.0018595 | 0.0018913 | 603.1003 | 533.1348 | 607.8627 | 628.0909
NSW | N5 | South West NSW | Solar | 762.049 | 1051.3154 | 2800.5656 | 2389.5232 | 2441.1931 | 2252.8236 | 2174.6708 | 1931.365 | 2385.6743 | 2559.562 | 2661.8767 | 2788.1379 | 2803.5371 | 2881.1435 | 2614.6923 | 2686.7188 | 2596.7659 | 2886.5022 | 2721.81 | 2603.3615 | 2836.2774 | 2835.744 | 2736.1537 | 2796.9409 | 2846.8181
NSW | N6 | Wagga Wagga | Solar | 1333.476 | 1035.8273 | 1439.0526 | 1311.1256 | 1208.96 | 1172.9194 | 1198.7169 | 1055.8264 | 1295.2104 | 1345.5988 | 1358.2208 | 1417.8029 | 1423.2307 | 1330.3776 | 1339.5257 | 1432.8212 | 1359.1354 | 1483.7252 | 1435.6442 | 1387.0749 | 1491.7139 | 1511.7664 | 1332.9518 | 1409.4321 | 1472.0214
NSW | N7 | Tumut | Solar | 0 | 0 | 0 | 0 | 0 | 0 | 0 | 0 | 0 | 0 | 0 | 0 | 0 | 0 | 0 | 0 | 0 | 0 | 0 | 0 | 0 | 0 | 0 | 0 | 0
NSW | N8 | Cooma-Monaro | Solar | 0 | 0 | 0 | 0 | 0 | 0 | 0 | 0 | 0 | 0 | 0 | 0 | 0 | 0 | 0 | 0 | 0 | 0 | 0 | 0 | 0 | 0 | 0 | 0 | 0
NSW | N9 | Hunter-Central Coast | Solar | 0 | 0.00034843 | 1196.9906 | 1167.2449 | 903.8852 | 900.2021 | 1015.6721 | 1006.0934 | 989.1157 | 1050.2347 | 983.1861 | 1047.6912 | 1034.2784 | 905.1672 | 933.9675 | 1038.8616 | 1090.4825 | 1057.8479 | 1081.577 | 1032.126 | 1107.0487 | 1112.9161 | 932.5735 | 972.4449 | 1085.7847
VIC | V1 | Ovens Murray | Solar | 0 | 0.0044559 | 0.0041802 | 0.0038509 | 0.0038179 | 0.0037531 | 0.0039454 | 0.00354 | 0.0042198 | 0.0045826 | 0.0039725 | 0.0040002 | 0.0040225 | 0.0038124 | 0.0038783 | 0.0040039 | 0.0036647 | 0.0041755 | 0.0040793 | 0.0041104 | 0.0044054 | 0.0079738 | 0.0070959 | 0.0072943 | 746.2708
VIC | V2 | Murray River | Solar | 1366.2941 | 1246.2646 | 1084.917 | 943.9911 | 1214.1021 | 1219.8031 | 1189.6028 | 1207.7921 | 1339.9455 | 1368.9199 | 1358.7873 | 1406.3422 | 1437.6669 | 1377.9664 | 1390.7341 | 1345.5963 | 1350.2085 | 1428.0159 | 1380.2871 | 1307.0162 | 1392.6891 | 1406.9414 | 2300.2051 | 3286.1438 | 2956.3878
VIC | V3 | Western Victoria | Solar | 0 | 0.0004144 | 0.00040117 | 0.0003894 | 0.00034537 | 0.00035981 | 0.00034287 | 0.00031852 | 0.00036444 | 0.0004176 | 0.00037523 | 0.00037989 | 0.0003829 | 0.00032931 | 0.00035707 | 0.00036039 | 0.0003496 | 0.00038958 | 0.00040602 | 0.00051895 | 0.00062221 | 0.0012049 | 0.00099677 | 0.0010815 | 0.0010998
VIC | V4 | South West Victoria | Solar | 0 | 0 | 0 | 0 | 0 | 0 | 0 | 0 | 0 | 0 | 0 | 0 | 0 | 0 | 0 | 0 | 0 | 0 | 0 | 0 | 0 | 0 | 0 | 0 | 0
VIC | V5 | Gippsland | Solar | 0 | 0.00034008 | 0.00031779 | 0.00029863 | 0.00041883 | 0.00040921 | 0.00041068 | 0.000385 | 0.00040738 | 0.00048672 | 0.00046071 | 0.00044644 | 0.00043974 | 0.00040199 | 0.00041168 | 0.00043826 | 0.00042854 | 0.00045444 | 0.0004709 | 0.00057269 | 0.00063741 | 0.001083 | 0.0010388 | 0.0011661 | 0.0014305
VIC | V6 | Central North VIC | Solar | 874.4442 | 762.0132 | 674.2412 | 583.5173 | 751.8866 | 769.2676 | 754.2637 | 757.457 | 849.2176 | 873.8858 | 750.6319 | 783.9987 | 793.5087 | 773.8603 | 786.5693 | 767.5512 | 756.9374 | 810.1169 | 794.4826 | 721.727 | 555.8558 | 583.6083 | 550.2459 | 582.6427 | 576.0418
SA | S1 | South East SA | Solar | 290.8489 | 264.6915 | 258.4234 | 237.284 | 235.0537 | 232.0288 | 220.8024 | 208.699 | 231.7054 | 245.4268 | 219.8618 | 205.2782 | 220.2912 | 220.575 | 248.1778 | 242.6237 | 233.5281 | 250.656 | 247.7152 | 236.6955 | 264.5632 | 268.9043 | 240.2539 | 254.6659 | 242.8066
SA | S2 | Riverland | Solar | 41.4334 | 43.9462 | 41.6277 | 40.3711 | 35.042 | 36.2673 | 37.4523 | 26.2009 | 28.2617 | 30.4948 | 29.7089 | 27.6148 | 30.2007 | 26.4908 | 28.3627 | 29.495 | 27.7111 | 11.4741 | 11.7812 | 11.836 | 12.3257 | 907.688 | 1014.1798 | 1049.7246 | 1028.1295
SA | S3 | Mid-North SA | Solar | 0 | 5.4315e-05 | 0.00015369 | 0.00036456 | 0.00047453 | 0.00047273 | 0.00046268 | 0.00043556 | 0.00047089 | 0.00050226 | 0.00049501 | 0.00047571 | 0.00049884 | 0.00045629 | 0.00047759 | 0.0004895 | 0.00048202 | 0.00051546 | 0.00057802 | 0.0010592 | 0.0010525 | 0.0027368 | 0.0028653 | 0.0029774 | 0.0030381
SA | S4 | Yorke Peninsula | Solar | 0 | 0 | 0 | 0 | 0 | 0 | 0 | 0 | 0 | 0 | 0 | 0 | 0 | 0 | 0 | 0 | 0 | 0 | 0 | 0 | 0 | 0 | 0 | 0 | 0
SA | S5 | Northern SA | Solar | 717.2705 | 672.535 | 658.6709 | 586.8222 | 609.0405 | 567.1732 | 540.2988 | 531.3769 | 571.5251 | 585.6728 | 550.9629 | 521.6918 | 558.1179 | 603.9321 | 596.3348 | 588.3489 | 594.0257 | 625.2315 | 590.1134 | 594.4524 | 155.8287 | 149.17 | 140.9246 | 0.0047074 | 0.0047328
SA | S6 | Leigh Creek | Solar | 0 | 5.9534e-05 | 0.00019568 | 0.0011253 | 242.6241 | 236.7464 | 233.1416 | 226.7875 | 243.6862 | 244.5051 | 243.0497 | 235.3722 | 252.1585 | 240.4358 | 243.5036 | 245.2214 | 245.9447 | 256.698 | 243.5068 | 256.5895 | 281.7029 | 531.3788 | 693.9472 | 699.3063 | 689.2897
SA | S7 | Roxby Downs | Solar | 0 | 7.4063e-05 | 0.00037747 | 666.8491 | 620.4754 | 593.9158 | 585.0615 | 564.8413 | 605.8667 | 633.6962 | 624.7407 | 593.3053 | 641.1882 | 616.4249 | 622.5053 | 632.04 | 630.2416 | 659.3257 | 640.0505 | 673.0727 | 740.2401 | 1277.7526 | 1195.0867 | 1199.1351 | 1180.1562
SA | S8 | Eastern Eyre Peninsula | Solar | 0 | 4.6711e-05 | 0.00010137 | 0.0002182 | 0.0002829 | 0.00028759 | 0.00028404 | 0.00026163 | 0.00027853 | 0.00030143 | 0.00030871 | 0.0002879 | 0.00030596 | 0.0002676 | 0.00028781 | 0.00030303 | 0.00029127 | 0.00031693 | 0.00039115 | 0.00066876 | 0.00064268 | 0.001173 | 0.00098335 | 0.0011368 | 0.0012379
SA | S9 | Western Eyre Peninsula | Solar | 0 | 5.4766e-05 | 0.00020258 | 0.00072149 | 0.00078368 | 0.00077814 | 0.00078459 | 0.0007378 | 0.00079629 | 0.00083684 | 0.00084249 | 0.00079552 | 0.00083024 | 0.00076405 | 0.00079526 | 0.00081917 | 0.00080644 | 0.00086302 | 0.00085392 | 0.0016632 | 0.0016278 | 0.02517 | 0.021765 | 0.022665 | 0.023494
TAS | T1 | North East Tasmania | Solar | 0 | 2.169e-05 | 3.0877e-05 | 3.398e-05 | 4.0104e-05 | 4.2101e-05 | 5.0034e-05 | 4.9463e-05 | 5.9156e-05 | 7.0517e-05 | 7.0261e-05 | 7.6957e-05 | 8.0708e-05 | 8.3655e-05 | 8.7794e-05 | 0.00011257 | 0.00010424 | 0.00014188 | 0.00015923 | 0.00018662 | 0.00021057 | 0.00022048 | 0.00023161 | 0.00024046 | 0.0003197
TAS | T2 | North West Tasmania | Solar | 0 | 1.8211e-05 | 6.6239e-05 | 6.5654e-05 | 5.6239e-05 | 6.2614e-05 | 6.5208e-05 | 0.00017169 | 0.00017728 | 0.00020563 | 0.00018561 | 1136.8716 | 1149.5898 | 1018.7314 | 1107.084 | 1091.0715 | 1019.3872 | 1083.3071 | 1229.698 | 1154.2329 | 1206.027 | 1221.5118 | 1041.2268 | 1185.021 | 1166.6609
TAS | T3 | Central Highlands | Solar | 0 | 2.0411e-05 | 2.8139e-05 | 3.3508e-05 | 3.7792e-05 | 3.8577e-05 | 4.7406e-05 | 4.9157e-05 | 5.8475e-05 | 6.9027e-05 | 6.6984e-05 | 7.2734e-05 | 7.9123e-05 | 7.9493e-05 | 8.082e-05 | 0.00010443 | 0.00010517 | 0.00014208 | 0.00016659 | 0.00018061 | 0.00020214 | 0.00022052 | 0.0002294 | 0.00022952 | 0.00031414
Region | REZ | REZ Name | Technology | 2024-25 | 2025-26 | 2026-27 | 2027-28 | 2028-29 | 2029-30 | 2030-31 | 2031-32 | 2032-33 | 2033-34 | 2034-35 | 2035-36 | 2036-37 | 2037-38 | 2038-39 | 2039-40 | 2040-41 | 2041-42 | 2042-43 | 2043-44 | 2044-45 | 2045-46 | 2046-47 | 2047-48 | 2048-49
QLD | Q1 | Far North QLD | Wind | 1015.4235 | 2663.3761 | 3099.5135 | 3051.1527 | 3006.0986 | 2875.6631 | 3120.9601 | 3321.4838 | 3363.7173 | 3188.1729 | 3346.5709 | 3520.1098 | 3411.1163 | 3215.646 | 3504.3143 | 3591.7917 | 3631.9967 | 3492.2688 | 3164.7304 | 3223.0854 | 3356.7634 | 3191.1873 | 3016.462 | 3245.1786 | 3396.6999
QLD | Q2 | North Qld Clean Energy Hub | Wind | 115.43 | 4020.7422 | 5075.8505 | 5103.2299 | 5200.1443 | 6354.6442 | 7065.2333 | 7776.1417 | 7820.6542 | 7437.3465 | 7697.0978 | 8224.5667 | 7806.5417 | 7835.3501 | 8042.7319 | 8336.1412 | 8635.3384 | 8182.3554 | 7596.2092 | 8232.8907 | 9280.559 | 8888.0292 | 10252.5531 | 10294.8695 | 11629.5837
QLD | Q3 | Northern Qld | Wind | 0 | 0 | 0 | 0 | 0 | 0 | 0 | 0 | 0 | 0 | 0 | 0 | 0 | 0 | 0 | 0 | 0 | 0 | 0 | 0 | 0 | 0 | 0 | 0 | 0
QLD | Q4 | Isaac | Wind | 0 | 0.00049722 | 0.0013576 | 1834.2948 | 1852.1543 | 2191.3949 | 2456.4325 | 2773.6975 | 2698.7319 | 2713.8101 | 2711.8268 | 2698.3351 | 2673.6124 | 2653.703 | 2693.576 | 2856.8684 | 3070.4372 | 2834.5422 | 2747.0242 | 2762.6907 | 2736.0926 | 2691.8246 | 2661.3951 | 2652.3314 | 2792.7282
QLD | Q5 | Barcaldine | Wind | 0 | 0.0003714 | 210.5365 | 185.7017 | 189.1409 | 160.5425 | 182.5339 | 191.8183 | 207.8456 | 208.4005 | 199.1798 | 204.973 | 196.88 | 205.0022 | 199.2083 | 228.1785 | 226.6652 | 230.2258 | 220.3104 | 214.7699 | 215.6657 | 203.5117 | 209.1475 | 200.7156 | 220.551
QLD | Q6 | Fitzroy | Wind | 0 | 0.00098343 | 0.0014085 | 1611.2532 | 1819.317 | 2282.1044 | 2403.2538 | 2563.1279 | 2744.9915 | 2669.8878 | 2721.3992 | 2599.381 | 2541.8867 | 2841.5297 | 2870.1054 | 2834.9809 | 2834.7777 | 2822.2402 | 2660.3977 | 2713.957 | 2583.1 | 2515.848 | 2793.9983 | 2780.973 | 2724.6924
QLD | Q7 | Wide Bay | Wind | 0 | 0.00018523 | 0.00018935 | 0.000219 | 0.00036085 | 0.0051938 | 0.0050477 | 0.0056663 | 0.0066481 | 0.0069556 | 0.0069034 | 0.0068294 | 0.0061951 | 0.0075389 | 0.0077172 | 0.0076425 | 0.0071357 | 0.0074699 | 0.0070558 | 0.006771 | 0.0067621 | 0.0062656 | 705.3261 | 724.796 | 717.3959
QLD | Q8 | Darling Downs | Wind | 2538.8746 | 4463.0771 | 6482.6002 | 8169.5941 | 8524.2827 | 7492.8211 | 8194.0463 | 8164.7341 | 9148.5253 | 8767.9995 | 8739.9648 | 9077.3223 | 9110.7667 | 9398.0034 | 9086.3425 | 9253.4263 | 8633.7268 | 15904.1485 | 14937.6983 | 14681.7032 | 14018.3315 | 15051.4387 | 15667.278 | 15051.5156 | 15238.1846
QLD | Q9 | Banana | Wind | 0 | 0.00019727 | 0.00029775 | 0.00042791 | 0.0004309 | 0.00081987 | 0.00077899 | 0.00086694 | 0.0010206 | 0.0010494 | 0.0010861 | 0.0010693 | 0.0010051 | 0.0011991 | 0.0012035 | 0.0012469 | 0.001399 | 0.0020633 | 0.0019115 | 0.0019439 | 0.0019078 | 0.0018598 | 0.013951 | 0.01359 | 0.013678
NSW | N1 | North West NSW | Wind | 0 | 0 | 0 | 0 | 0 | 0 | 0 | 0 | 0 | 0 | 0 | 0 | 0 | 0 | 0 | 0 | 0 | 0 | 0 | 0 | 0 | 0 | 0 | 0 | 0
NSW | N2 | New England | Wind | 1288.0984 | 2542.4948 | 4429.3686 | 5961.2788 | 7424.9962 | 7245.9177 | 7051.0226 | 7952.0351 | 9119.5602 | 9212.362 | 8867.1271 | 8907.0613 | 10174.3745 | 11714.124 | 9989.7593 | 10372.1096 | 9816.7228 | 10315.6974 | 9827.2273 | 8948.8933 | 8913.3945 | 9730.8533 | 15100.789 | 13542.6963 | 15915.617
NSW | N3 | Central-West Orana | Wind | 377.3704 | 2713.9869 | 5050.9963 | 6404.1229 | 8897.7578 | 8359.8501 | 8388.1549 | 8071.9252 | 8623.0733 | 8309.8184 | 8240.0225 | 8697.1726 | 8924.7838 | 9074.2699 | 8440.1315 | 8466.5134 | 8186.2315 | 8738.3697 | 8398.5227 | 8390.6708 | 8884.9024 | 8972.277 | 9010.1843 | 8325.709 | 8267.9618
NSW | N4 | Broken Hill | Wind | 508.3624 | 505.4872 | 824.2349 | 811.3548 | 787.1772 | 800.0239 | 792.2592 | 776.8611 | 794.9526 | 800.8124 | 809.6388 | 878.8275 | 871.2011 | 846.7814 | 872.6399 | 884.6 | 890.7629 | 876.4296 | 840.8416 | 254.3915 | 279.21 | 270.956 | 257.8912 | 269.1663 | 268.5296
NSW | N5 | South West NSW | Wind | 0 | 0.00011946 | 0.0029095 | 2244.2212 | 1950.3993 | 2053.2269 | 2024.9384 | 2033.4135 | 1988.5782 | 2106.7371 | 2246.3736 | 2407.7616 | 2443.5192 | 2166.0616 | 2309.1131 | 2310.8634 | 2422.6782 | 2251.112 | 2229.3192 | 2300.0071 | 2481.582 | 2540.1908 | 2190.9622 | 2385.2636 | 2383.8611
NSW | N6 | Wagga Wagga | Wind | 0 | 0.00016195 | 0.00037169 | 0.0020273 | 0.0019623 | 0.0017953 | 0.0017194 | 0.0017117 | 0.0017406 | 0.0018848 | 0.0016981 | 0.0018103 | 0.0018989 | 0.0018633 | 0.0018813 | 0.001822 | 0.0020091 | 0.0019756 | 0.0019452 | 0.0018306 | 0.0019544 | 0.0020475 | 0.0018769 | 0.0019133 | 0.001864
NSW | N7 | Tumut | Wind | 0 | 0 | 0 | 0 | 0 | 0 | 0 | 0 | 0 | 0 | 0 | 0 | 0 | 0 | 0 | 0 | 0 | 0 | 0 | 0 | 0 | 0 | 0 | 0 | 0
NSW | N8 | Cooma-Monaro | Wind | 313.8722 | 1220.4449 | 1406.4465 | 2819.9893 | 2766.0131 | 2740.6581 | 2914.9118 | 2794.1967 | 2602.1222 | 2706.1727 | 2766.0081 | 2997.0591 | 2890.9352 | 2915.54 | 2794.0445 | 3013.2472 | 2807.4067 | 2637.3365 | 2740.1037 | 2669.0988 | 2903.5256 | 2768.455 | 2689.1957 | 2617.9398 | 2800.9573
NSW | N9 | Hunter-Central Coast | Wind | 0 | 1172.0944 | 4088.5028 | 4384.661 | 4335.2082 | 3754.9162 | 3988.8122 | 3779.4495 | 3822.4567 | 4022.3083 | 3872.3369 | 4074.9234 | 4101.6601 | 4338.8529 | 3827.1599 | 4055.8561 | 3900.5234 | 3930.4974 | 4118.4643 | 3995.9533 | 4228.5122 | 4269.6823 | 4423.7353 | 3929.1084 | 4143.7721
VIC | V1 | Ovens Murray | Wind | 0 | 0 | 0 | 0 | 0 | 0 | 0 | 0 | 0 | 0 | 0 | 0 | 0 | 0 | 0 | 0 | 0 | 0 | 0 | 0 | 0 | 0 | 0 | 0 | 0
VIC | V2 | Murray River | Wind | 0 | 0 | 0 | 0 | 0 | 0 | 0 | 0 | 0 | 0 | 0 | 0 | 0 | 0 | 0 | 0 | 0 | 0 | 0 | 0 | 0 | 0 | 0 | 0 | 0
VIC | V3 | Western Victoria | Wind | 4992.5857 | 5762.9132 | 5690.2999 | 6771.6801 | 6946.8395 | 7198.1463 | 6883.458 | 7634.2584 | 7042.2218 | 7097.8166 | 6379.5882 | 6662.6675 | 6853.0937 | 6216.8766 | 6542.6415 | 6154.4545 | 6787.7568 | 6122.5178 | 6115.1414 | 5764.3714 | 5175.8416 | 5430.8055 | 4906.9418 | 4939.8302 | 4609.6017
VIC | V4 | South West Victoria | Wind | 5577.2118 | 5379.0845 | 5278.0682 | 4786.0334 | 5297.2376 | 5396.6892 | 5108.7558 | 5637.6396 | 5115.9922 | 5348.7497 | 5329.2935 | 5365.0526 | 5360.218 | 4444.1483 | 4268.5319 | 3840.4543 | 3840.56 | 3457.5908 | 3554.9968 | 3236.3382 | 3415.2981 | 965.8824 | 858.7303 | 949.5888 | 891.2173
VIC | V5 | Gippsland | Wind | 0 | 258.9143 | 240.6389 | 247.4282 | 248.8329 | 242.875 | 231.7109 | 253.9316 | 243.8614 | 251.505 | 247.925 | 245.473 | 273.5409 | 244.7728 | 243.7809 | 227.5949 | 247.1624 | 231.1877 | 235.7073 | 240.6317 | 246.0883 | 279.1062 | 243.768 | 253.8865 | 241.9962
VIC | V6 | Central North VIC | Wind | 0 | 0.00096629 | 0.0010183 | 0.00093816 | 0.00093407 | 0.00087809 | 0.0007857 | 0.00081841 | 0.0008761 | 0.00099218 | 0.00085518 | 0.00091853 | 0.00091563 | 0.00082589 | 0.00085789 | 0.00082663 | 0.00090791 | 0.00095675 | 0.0010109 | 0.00091607 | 0.001017 | 0.0016118 | 0.0014108 | 0.0017479 | 0.0017131
SA | S1 | South East SA | Wind | 641.46 | 618.7806 | 713.9054 | 1618.6832 | 1792.4202 | 2471.1945 | 2326.3184 | 2531.0485 | 2354.936 | 2441.5166 | 2351.0942 | 2342.9353 | 2467.193 | 2252.4839 | 2147.2947 | 2039.9467 | 2217.2167 | 2036.9339 | 2055.8799 | 1999.8899 | 2274.0823 | 2336.6434 | 2047.5463 | 2183.4509 | 2046.2507
SA | S2 | Riverland | Wind | 0 | 9.787e-05 | 0.00041672 | 0.00061975 | 0.00054971 | 0.00073554 | 0.0006935 | 0.00072418 | 0.00066912 | 0.00075329 | 0.00071186 | 0.000805 | 0.00077141 | 0.00067831 | 0.00074178 | 0.00076404 | 0.00083424 | 0.0007799 | 0.00089463 | 0.00086823 | 0.0012532 | 0.0016709 | 0.0014085 | 0.0017161 | 0.0019501
SA | S3 | Mid-North SA | Wind | 3824.263 | 3457.1516 | 4353.1438 | 5222.2491 | 4949.0112 | 5275.9924 | 5226.0407 | 5345.0866 | 5042.4362 | 5076.8229 | 4625.7899 | 5139.1485 | 4664.6696 | 4515.9899 | 4660.9098 | 3789.1398 | 4043.1344 | 3768.8469 | 3863.0951 | 3115.3443 | 3684.8695 | 3226.7503 | 2908.5355 | 3333.0061 | 3283.4843
SA | S4 | Yorke Peninsula | Wind | 230.6485 | 189.7458 | 229.5938 | 213.2809 | 213.6117 | 0.0038641 | 0.0037217 | 0.0040203 | 0.0036989 | 0.0041638 | 0.0038184 | 0.0042531 | 0.0040376 | 0.0039276 | 0.0041039 | 0.0040167 | 0.0045883 | 0.0041238 | 0.0043888 | 0.0041579 | 0.0057074 | 59.4467 | 259.7819 | 270.0996 | 260.3512
SA | S5 | Northern SA | Wind | 1250.6524 | 1133.4464 | 1266.6821 | 1187.7009 | 1131.8619 | 1109.7545 | 1115.4481 | 1085.6575 | 1034.7978 | 1109.8293 | 1046.4934 | 1135.837 | 1187.6712 | 1159.5065 | 1185.0115 | 1214.9737 | 1223.5644 | 1140.9721 | 1184.3701 | 1154.5251 | 1299.5503 | 603.5516 | 496.2536 | 499.8005 | 513.5893
SA | S6 | Leigh Creek | Wind | 0 | 0.00016052 | 0.00061277 | 0.0035299 | 1727.7744 | 1633.9773 | 1627.8253 | 1545.4378 | 1564.9059 | 1551.5711 | 1433.444 | 1517.623 | 1530.882 | 1767.4664 | 1736.269 | 1768.8368 | 1745.2411 | 1717.1322 | 1652.0971 | 1582.126 | 1758.0475 | 1687.8324 | 1880.4321 | 1834.6808 | 1836.3013
SA | S7 | Roxby Downs | Wind | 0 | 0 | 0 | 0 | 0 | 0 | 0 | 0 | 0 | 0 | 0 | 0 | 0 | 0 | 0 | 0 | 0 | 0 | 0 | 0 | 0 | 0 | 0 | 0 | 0
SA | S8 | Eastern Eyre Peninsula | Wind | 285.2572 | 259.6706 | 318.9715 | 285.675 | 302.429 | 294.5593 | 148.4968 | 133.6615 | 116.6182 | 118.6973 | 118.2641 | 0.0043622 | 0.0041601 | 0.0042643 | 0.0043678 | 0.0043213 | 0.0048559 | 0.0043555 | 0.0044165 | 0.0042976 | 0.0055501 | 0.0060622 | 663.643 | 673.5179 | 649.7337
SA | S9 | Western Eyre Peninsula | Wind | 0 | 0.0001589 | 1008.6651 | 979.4935 | 968.0955 | 946.1386 | 920.3788 | 998.8295 | 938.5055 | 960.5314 | 880.5996 | 1000.0623 | 978.6494 | 991.6025 | 1012.1816 | 1015.3265 | 1138.192 | 1045.5698 | 1048.1282 | 988.7426 | 1172.6537 | 1111.0229 | 1070.6691 | 1084.0165 | 1077.2013
TAS | T1 | North East Tasmania | Wind | 500.7978 | 567.0038 | 918.8564 | 1774.4278 | 1646.9478 | 1585.6323 | 1333.383 | 1429.5968 | 1215.8265 | 1406.7262 | 1457.0751 | 1321.0452 | 1435.1731 | 1353.9821 | 1316.2055 | 1217.9274 | 1631.3614 | 1632.0646 | 1669.5518 | 1767.6899 | 1718.6708 | 1869.5244 | 1764.5686 | 1786.3113 | 1703.6481
TAS | T2 | North West Tasmania | Wind | 651.3652 | 693.4932 | 1003.6747 | 1034.8689 | 1195.4878 | 1171.4985 | 3010.9092 | 3235.5934 | 4853.7973 | 5204.8468 | 5136.7479 | 5006.8873 | 5256.0021 | 5249.1026 | 5107.7263 | 4572.1237 | 4826.0024 | 4946.7538 | 4871.0733 | 5036.236 | 5301.3687 | 5585.2978 | 5372.2599 | 5484.8987 | 5015.5377
TAS | T3 | Central Highlands | Wind | 475.0258 | 533.1971 | 533.4002 | 545.673 | 468.2883 | 1415.2943 | 2209.709 | 2355.5986 | 1990.5821 | 2667.3892 | 2733.7643 | 2528.0027 | 2824.5877 | 2744.3667 | 2772.781 | 2475.5826 | 2578.5807 | 2503.5008 | 2514.5709 | 2670.0276 | 2399.7441 | 2726.6219 | 2564.4987 | 2685.3211 | 2434.4097
Region | REZ | REZ Name | Technology | 2024-25 | 2025-26 | 2026-27 | 2027-28 | 2028-29 | 2029-30 | 2030-31 | 2031-32 | 2032-33 | 2033-34 | 2034-35 | 2035-36 | 2036-37 | 2037-38 | 2038-39 | 2039-40 | 2040-41 | 2041-42 | 2042-43 | 2043-44 | 2044-45 | 2045-46 | 2046-47 | 2047-48 | 2048-49
NSW | O1 | Hunter Coast | Offshore Wind | 0 | 0 | 0 | 3.3455e-05 | 4.3906e-05 | 5.1453e-05 | 5.0346e-05 | 4.4596e-05 | 4.634e-05 | 4.9689e-05 | 5.3032e-05 | 5.0292e-05 | 5.1861e-05 | 5.7077e-05 | 4.8289e-05 | 5.7242e-05 | 5.8391e-05 | 7.1227e-05 | 7.8313e-05 | 8.4706e-05 | 8.3112e-05 | 9.6571e-05 | 0.00011764 | 9.9768e-05 | 0.00012215
NSW | O2 | Illawarra Coast | Offshore Wind | 0 | 0 | 0 | 0.00029334 | 0.00032733 | 0.00029674 | 0.00028525 | 0.00027249 | 0.0002683 | 0.00028634 | 0.00028157 | 0.00028625 | 0.00026946 | 0.00030428 | 0.00028148 | 0.00030549 | 0.00032806 | 0.00033051 | 0.00032906 | 0.00032445 | 0.00033995 | 0.00033422 | 0.00040179 | 0.00037821 | 0.00045002
VIC | O3 | Gippsland Coast | Offshore Wind | 0 | 0 | 0 | 0.00016317 | 0.00043962 | 6078.0241 | 5937.0665 | 6655.8411 | 8768.0281 | 11765.9811 | 16639.9531 | 17703.3141 | 17178.2481 | 16979.4771 | 16607.5531 | 18149.7251 | 19592.3221 | 18279.3481 | 18793.3551 | 19292.4801 | 20079.3651 | 19747.5121 | 19269.7201 | 19228.9591 | 18815.1781
TAS | O4 | North West Tasmania Coast | Offshore Wind | 0 | 0 | 0 | 7.7853e-05 | 7.6451e-05 | 8.1006e-05 | 7.7853e-05 | 0.00010661 | 9.6498e-05 | 0.00010814 | 0.00010824 | 0.00015522 | 0.00015598 | 0.0001724 | 0.00017536 | 0.00016627 | 0.00018162 | 0.00016576 | 0.00017359 | 0.00017915 | 0.00019826 | 0.00020864 | 0.00022107 | 0.00024515 | 0.00024912
VIC | O5 | Portland Coast | Offshore Wind | 0 | 0 | 0 | 9.4984e-05 | 0.00013744 | 966.9292 | 915.7705 | 919.4995 | 879.7735 | 904.3917 | 871.5701 | 1658.697 | 4945.3136 | 7587.8051 | 12396.6931 | 12602.0631 | 13213.3621 | 12370.2001 | 12643.7011 | 12641.3901 | 13493.6431 | 14477.0081 | 13714.7831 | 14973.4381 | 14130.9231
SA | O6 | South East SA Coast | Offshore Wind | 0 | 0 | 0 | 8.2369e-05 | 9.3134e-05 | 0.00012939 | 0.00010847 | 0.00011628 | 0.00010856 | 0.00011506 | 0.00011552 | 0.0001152 | 0.000117 | 0.00011214 | 0.00013133 | 0.00012951 | 0.00015774 | 0.00016334 | 0.00018434 | 0.00019726 | 0.0002029 | 0.0002619 | 0.00025001 | 0.00030611 | 0.00031191

## O3C_REZ Capacity
Installed capacity by REZ (MW) - O3C, Progressive Change Scenario
Capacity calculated on 1 July. In early study years some wind and solar projects enter later in the financial year and are therefore reflected in the following financial year's capacity. REZ capacity includes capacity from the existing, committed and anticipated renewables mapped to the relevant REZs.
Explicitly modelled generation
Region | REZ | REZ Name | Technology | 2024-25 | 2025-26 | 2026-27 | 2027-28 | 2028-29 | 2029-30 | 2030-31 | 2031-32 | 2032-33 | 2033-34 | 2034-35 | 2035-36 | 2036-37 | 2037-38 | 2038-39 | 2039-40 | 2040-41 | 2041-42 | 2042-43 | 2043-44 | 2044-45 | 2045-46 | 2046-47 | 2047-48 | 2048-49
QLD | Q1 | Far North QLD | Solar | 0 | 0 | 0 | 0 | 0.00023225 | 0.0002324 | 0.0002326 | 0.00023307 | 0.00023464 | 0.00035404 | 0.00038657 | 0.00038738 | 0.00038809 | 0.00039251 | 0.00039277 | 0.00039608 | 0.00039691 | 0.00040962 | 0.00065376 | 0.00065717 | 0.00065984 | 0.001106 | 0.0012834 | 0.0012851 | 0.0023829
QLD | Q2 | North Qld Clean Energy Hub | Solar | 83 | 83 | 83 | 83 | 83.0004 | 83.0004 | 83.0004 | 83.0004 | 83.0004 | 83.001 | 83.0011 | 83.0011 | 83.0011 | 33.0012 | 33.0012 | 33.0012 | 33.0012 | 33.0012 | 157.2406 | 157.2406 | 157.2406 | 543.2724 | 959.2375 | 1035.5185 | 1017.5185
QLD | Q3 | Northern Qld | Solar | 513.997 | 513.997 | 513.997 | 513.997 | 513.9973 | 513.9974 | 513.9974 | 513.9974 | 513.9974 | 513.9976 | 513.9976 | 513.9976 | 513.9976 | 513.9976 | 513.9976 | 513.9976 | 513.9976 | 513.9976 | 370.999 | 242.999 | 242.999 | 242.999 | 242.999 | 132.5991 | 132.6
QLD | Q4 | Isaac | Solar | 684.9 | 684.9 | 684.9 | 684.9 | 684.9002 | 684.9003 | 684.9003 | 684.9003 | 684.9003 | 684.9006 | 684.9006 | 684.9006 | 684.9006 | 684.9006 | 684.9006 | 684.9006 | 684.9006 | 684.9009 | 684.9023 | 684.9023 | 642.4023 | 642.4023 | 642.4023 | 642.404 | 183.569
QLD | Q5 | Barcaldine | Solar | 14 | 14 | 14 | 14.0001 | 48.3002 | 60.1016 | 60.1016 | 60.1016 | 60.1016 | 71.261 | 72.9425 | 72.9425 | 72.9425 | 72.9425 | 72.9425 | 72.9425 | 72.9425 | 72.9425 | 77.4537 | 65.9617 | 65.9617 | 86.5006 | 92.6823 | 92.6823 | 93.5533
QLD | Q6 | Fitzroy | Solar | 401.5 | 401.5 | 401.5 | 401.5 | 401.5002 | 401.5004 | 401.5004 | 401.5004 | 401.5004 | 401.5007 | 401.5009 | 401.5009 | 401.5009 | 401.5009 | 401.5009 | 401.5009 | 401.5009 | 401.5012 | 401.5074 | 401.5074 | 401.5074 | 402.7347 | 402.7347 | 402.7348 | 402.7348
QLD | Q7 | Wide Bay | Solar | 607.83 | 607.83 | 607.83 | 607.83 | 607.8302 | 607.8305 | 607.8305 | 607.8305 | 607.8305 | 607.8318 | 607.8332 | 607.8332 | 607.8332 | 607.8332 | 607.8332 | 607.8332 | 607.8333 | 630.3367 | 630.3367 | 657.5892 | 657.5892 | 671.9094 | 671.9094 | 535.9416 | 559.6694
QLD | Q8 | Darling Downs | Solar | 1476.558 | 1476.558 | 1476.558 | 1476.5581 | 1476.5583 | 1476.5586 | 1476.5586 | 1476.5586 | 1476.5586 | 2141.1297 | 4338.45 | 4338.45 | 4217.45 | 4217.45 | 4217.45 | 4217.45 | 4217.4503 | 4217.4516 | 6118.6454 | 7503.57 | 7344.97 | 7922.4614 | 7882.5 | 7482.5 | 7448
QLD | Q9 | Banana | Solar | 0 | 0 | 0 | 0 | 0.00015508 | 0.00035353 | 0.00035373 | 0.00035578 | 0.00036208 | 0.00048744 | 0.00076517 | 0.00076563 | 0.00076785 | 0.00076954 | 0.00077453 | 0.00078342 | 0.0014059 | 0.0017212 | 0.0032777 | 0.0033182 | 0.00332 | 162.8211 | 162.8211 | 1468.8635 | 1468.8635
NSW | N1 | North West NSW | Solar | 166 | 166 | 166 | 166 | 166.0001 | 166.0001 | 166.0001 | 166.0001 | 166.0001 | 166.0001 | 166.0001 | 166.0001 | 166.0001 | 166.0001 | 166.0001 | 166.0002 | 166.0004 | 166.0005 | 166.0025 | 166.0071 | 166.0071 | 203.4377 | 219.2801 | 222.2497 | 222.2497
NSW | N2 | New England | Solar | 555 | 555 | 555.0001 | 568.5157 | 1436.6656 | 1520.0666 | 1520.0666 | 1520.0666 | 1520.0666 | 1520.0666 | 1520.0666 | 1520.0666 | 1520.0666 | 1520.0666 | 1520.0666 | 1520.0666 | 1520.0666 | 1520.0666 | 1520.067 | 1500.0671 | 1500.0671 | 2057.667 | 2057.667 | 2558.1528 | 2558.153
NSW | N3 | Central-West Orana | Solar | 902.095 | 902.0952 | 1169.952 | 1669.6419 | 6397.007 | 6397.0076 | 6397.007 | 6397.007 | 6397.007 | 6397.007 | 6397.007 | 6397.007 | 6397.007 | 6397.007 | 6397.007 | 6397.0076 | 6397.0076 | 6397.0076 | 6294.9826 | 6294.9826 | 6294.9826 | 6976.4406 | 7321.3127 | 7650.07 | 7600.07
NSW | N4 | Broken Hill | Solar | 53 | 53 | 53.0002 | 53.0006 | 53.0006 | 53.0006 | 53.0006 | 53.0006 | 53.0006 | 53.0006 | 53.0006 | 53.0006 | 53.0006 | 53.0006 | 53.0006 | 53.0006 | 53.0006 | 53.0006 | 53.0006 | 0.0010696 | 0.0010708 | 260.6483 | 260.6483 | 288.7116 | 288.7116
NSW | N5 | South West NSW | Solar | 1500.4 | 1500.4 | 1500.4001 | 1500.4003 | 1500.4003 | 1500.4003 | 1500.4003 | 1500.4003 | 1500.4003 | 1500.4003 | 1500.4003 | 1500.4003 | 1500.4003 | 1500.4003 | 1350.1003 | 1350.1003 | 1350.1003 | 1350.1003 | 1350.1004 | 1350.1007 | 1350.1007 | 1350.1015 | 1350.1019 | 1350.1027 | 1350.1028
NSW | N6 | Wagga Wagga | Solar | 663.028 | 663.028 | 663.0282 | 663.0284 | 663.0284 | 663.0284 | 663.0284 | 663.0284 | 663.0284 | 663.0284 | 663.0284 | 663.0284 | 663.0284 | 663.0284 | 663.0284 | 663.0284 | 663.0284 | 663.0285 | 663.0285 | 663.0286 | 663.0286 | 663.0295 | 663.0298 | 663.0299 | 663.0299
NSW | N7 | Tumut | Solar | 0 | 0 | 0 | 0 | 0 | 0 | 0 | 0 | 0 | 0 | 0 | 0 | 0 | 0 | 0 | 0 | 0 | 0 | 0 | 0 | 0 | 0 | 0 | 0 | 0
NSW | N8 | Cooma-Monaro | Solar | 0 | 0 | 0 | 0 | 0 | 0 | 0 | 0 | 0 | 0 | 0 | 0 | 0 | 0 | 0 | 0 | 0 | 0 | 0 | 0 | 0 | 0 | 0 | 0 | 0
NSW | N9 | Hunter-Central Coast | Solar | 0 | 0.0001937 | 516 | 516.0001 | 516.0001 | 516.0001 | 516.0001 | 516.0001 | 516.0001 | 516.0001 | 516.0001 | 516.0001 | 516.0001 | 516.0001 | 516.0001 | 516.0001 | 516.0001 | 516.0001 | 516.0001 | 516.0002 | 516.0002 | 516.0002 | 516.0002 | 516.0003 | 516.0004
VIC | V1 | Ovens Murray | Solar | 0 | 0.0027316 | 0.002735 | 0.002737 | 0.002758 | 0.002758 | 0.0027581 | 0.0027584 | 0.0027623 | 0.0027657 | 0.0027662 | 0.0027663 | 0.0027664 | 0.0027669 | 0.002767 | 0.0027689 | 0.0027699 | 0.0027915 | 0.0027943 | 0.0028423 | 0.0028881 | 0.0051331 | 0.0051601 | 0.0051634 | 430.2034
VIC | V2 | Murray River | Solar | 679.093 | 679.0934 | 679.0934 | 679.0934 | 679.0936 | 679.0936 | 679.0936 | 679.0936 | 679.0936 | 679.0936 | 679.0936 | 679.0936 | 679.0936 | 679.0936 | 679.0936 | 679.0936 | 679.0936 | 679.0936 | 679.0936 | 679.0937 | 679.0937 | 647.9948 | 1177.1638 | 1577.8663 | 1422.0728
VIC | V3 | Western Victoria | Solar | 0 | 0.00028496 | 0.00028723 | 0.00028952 | 0.0002901 | 0.00029019 | 0.00029034 | 0.00029058 | 0.00029145 | 0.00029397 | 0.0002943 | 0.00029443 | 0.00029455 | 0.00029518 | 0.00029549 | 0.00029724 | 0.00029933 | 0.00030442 | 0.00031395 | 0.00040392 | 0.00045818 | 0.000837 | 0.00084628 | 0.00085216 | 0.00086477
VIC | V4 | South West Victoria | Solar | 0 | 0 | 0 | 0 | 0 | 0 | 0 | 0 | 0 | 0 | 0 | 0 | 0 | 0 | 0 | 0 | 0 | 0 | 0 | 0 | 0 | 0 | 0 | 0 | 0
VIC | V5 | Gippsland | Solar | 0 | 0.00023737 | 0.00024018 | 0.00024198 | 0.00035745 | 0.00035757 | 0.00035772 | 0.00035798 | 0.00035943 | 0.00036366 | 0.00036418 | 0.00036433 | 0.00036445 | 0.00036529 | 0.00036709 | 0.00037048 | 0.00037372 | 0.00038387 | 0.00038889 | 0.00045069 | 0.00049388 | 0.00081573 | 0.00089895 | 0.00098652 | 0.0011417
VIC | V6 | Central North VIC | Solar | 402.48 | 402.4807 | 402.4807 | 402.4807 | 402.4807 | 402.4807 | 402.4807 | 402.4807 | 402.4807 | 402.4807 | 402.4807 | 402.4807 | 402.4807 | 402.4807 | 402.4807 | 402.4807 | 402.4807 | 402.4807 | 402.4807 | 402.4808 | 292.0008 | 292.001 | 292.0013 | 292.0014 | 292.0017
SA | S1 | South East SA | Solar | 155.16 | 155.16 | 155.16 | 155.1601 | 155.1602 | 155.1602 | 155.1602 | 155.1602 | 155.1602 | 155.1602 | 155.1602 | 155.1602 | 155.1602 | 155.1602 | 155.1602 | 155.1602 | 155.1602 | 155.1602 | 155.1603 | 155.1604 | 155.1604 | 155.1606 | 155.1608 | 155.1608 | 155.1608
SA | S2 | Riverland | Solar | 25.26 | 25.26 | 25.2601 | 25.2606 | 25.2606 | 25.2606 | 25.2606 | 19.1406 | 19.1406 | 19.1406 | 19.1406 | 19.1406 | 19.1406 | 19.1406 | 19.1406 | 19.1406 | 19.1406 | 7.3806 | 7.3806 | 7.3814 | 7.3814 | 473.9362 | 632.9592 | 632.9592 | 632.9592
SA | S3 | Mid-North SA | Solar | 0 | 0 | 0.00010561 | 0.00024743 | 0.00035219 | 0.00035224 | 0.00035238 | 0.00035259 | 0.00035312 | 0.00035377 | 0.00035447 | 0.00035458 | 0.00035475 | 0.00035639 | 0.00035662 | 0.00035864 | 0.0003602 | 0.00036286 | 0.00040488 | 0.00072047 | 0.00072208 | 0.0017309 | 0.0020879 | 0.0020897 | 0.0020937
SA | S4 | Yorke Peninsula | Solar | 0 | 0 | 0 | 0 | 0 | 0 | 0 | 0 | 0 | 0 | 0 | 0 | 0 | 0 | 0 | 0 | 0 | 0 | 0 | 0 | 0 | 0 | 0 | 0 | 0
SA | S5 | Northern SA | Solar | 349.2 | 349.2 | 349.2001 | 349.2003 | 349.2004 | 349.2004 | 349.2004 | 349.2004 | 349.2004 | 349.2004 | 349.2004 | 349.2004 | 349.2004 | 349.2004 | 349.2004 | 349.2004 | 349.2004 | 349.2004 | 349.2004 | 349.2008 | 79.2008 | 79.2025 | 79.203 | 0.0029911 | 0.0029988
SA | S6 | Leigh Creek | Solar | 0 | 0 | 0.00012405 | 0.00070427 | 140.9133 | 140.9133 | 140.9133 | 140.9133 | 140.9133 | 140.9133 | 140.9133 | 140.9133 | 140.9133 | 140.9133 | 140.9133 | 140.9133 | 140.9133 | 140.9133 | 140.9133 | 140.9133 | 140.9134 | 269.409 | 402.1923 | 402.1923 | 402.1924
SA | S7 | Roxby Downs | Solar | 0 | 0 | 0.00021027 | 351.6437 | 351.6437 | 351.6437 | 351.6437 | 351.6437 | 351.6437 | 351.6437 | 351.6437 | 351.6437 | 351.6437 | 351.6437 | 351.6437 | 351.6437 | 351.6437 | 351.6437 | 351.6437 | 351.6438 | 351.6438 | 624.9217 | 672.0983 | 672.0983 | 672.0983
SA | S8 | Eastern Eyre Peninsula | Solar | 0 | 0 | 0 | 0.00015571 | 0.00023011 | 0.00023019 | 0.00023033 | 0.00023056 | 0.00023111 | 0.00023186 | 0.00023244 | 0.00023259 | 0.00023281 | 0.00023447 | 0.00023482 | 0.00023664 | 0.00023794 | 0.00024734 | 0.00029852 | 0.00047987 | 0.00048129 | 0.00079916 | 0.00080916 | 0.00087712 | 0.00091679
SA | S9 | Western Eyre Peninsula | Solar | 0 | 0 | 0.00013026 | 0.00046304 | 0.00054914 | 0.00054918 | 0.0005493 | 0.00054949 | 0.00055003 | 0.00055079 | 0.00055134 | 0.00055149 | 0.00055166 | 0.00055336 | 0.00055366 | 0.00055583 | 0.00055775 | 0.0005638 | 0.00056614 | 0.0010463 | 0.0010482 | 0.014708 | 0.014727 | 0.01473 | 0.014742
TAS | T1 | North East Tasmania | Solar | 0 | 0 | 0 | 0 | 0 | 0 | 0 | 0 | 0 | 0 | 0 | 0 | 0 | 0 | 0 | 0.00011068 | 0.00011429 | 0.00014223 | 0.00015115 | 0.00017524 | 0.00019237 | 0.00020849 | 0.00024314 | 0.00024751 | 0.00030595
TAS | T2 | North West Tasmania | Solar | 0 | 0 | 0 | 0 | 0 | 0 | 0 | 0.00020221 | 0.0002025 | 0.00020256 | 0.00020268 | 882.1402 | 882.1402 | 882.1402 | 882.1402 | 882.1402 | 882.1402 | 882.1402 | 882.1402 | 882.1402 | 882.1402 | 882.1402 | 882.1402 | 882.1402 | 882.1402
TAS | T3 | Central Highlands | Solar | 0 | 0 | 0 | 0 | 0 | 0 | 0 | 0 | 0 | 0 | 0 | 0 | 0 | 0 | 0 | 0.00011063 | 0.00011847 | 0.00014806 | 0.00016333 | 0.00018197 | 0.00020039 | 0.00021777 | 0.00025652 | 0.00026069 | 0.00032168
Region | REZ | REZ Name | Technology | 2024-25 | 2025-26 | 2026-27 | 2027-28 | 2028-29 | 2029-30 | 2030-31 | 2031-32 | 2032-33 | 2033-34 | 2034-35 | 2035-36 | 2036-37 | 2037-38 | 2038-39 | 2039-40 | 2040-41 | 2041-42 | 2042-43 | 2043-44 | 2044-45 | 2045-46 | 2046-47 | 2047-48 | 2048-49
QLD | Q1 | Far North QLD | Wind | 330.318 | 805.6638 | 982.0923 | 1030.1373 | 1030.1373 | 1064.3932 | 1064.3932 | 1064.3932 | 1064.3932 | 1064.3932 | 1064.3932 | 1064.3933 | 1064.3933 | 1064.3933 | 1064.3933 | 1064.3933 | 1064.3933 | 1064.3933 | 1064.3933 | 938.5474 | 938.5474 | 962.5752 | 962.5752 | 971.9254 | 1040.5793
QLD | Q2 | North Qld Clean Energy Hub | Wind | 43.2 | 1242.7608 | 1628.3781 | 1815.6971 | 1815.6971 | 2329.4604 | 2329.4604 | 2329.4604 | 2329.4604 | 2329.4607 | 2329.4607 | 2329.4607 | 2329.4607 | 2329.4607 | 2329.4607 | 2329.4607 | 2329.4607 | 2360.0318 | 2398.9683 | 2472.1854 | 2632.8275 | 2701.597 | 3090.4511 | 3090.4512 | 3487.3402
QLD | Q3 | Northern Qld | Wind | 0 | 0 | 0 | 0 | 0 | 0 | 0 | 0 | 0 | 0 | 0 | 0 | 0 | 0 | 0 | 0 | 0 | 0 | 0 | 0 | 0 | 0 | 0 | 0 | 0
QLD | Q4 | Isaac | Wind | 0 | 0.00012217 | 0.00061987 | 773.8978 | 773.8978 | 1000.0001 | 1000.0001 | 1000.0002 | 1000.0002 | 1000.0002 | 1000.0002 | 1000.0002 | 1000.0002 | 1000.0002 | 1000.0002 | 1000.0002 | 1000.0005 | 1000.0007 | 1000.0007 | 1000.0007 | 1000.0007 | 1000.0007 | 1000.0014 | 1000.0014 | 1000.0014
QLD | Q5 | Barcaldine | Wind | 0 | 0.0001022 | 88.0474 | 88.0474 | 88.0474 | 88.0476 | 88.0476 | 88.0476 | 88.0476 | 88.0476 | 88.0476 | 88.0476 | 88.0476 | 88.0476 | 88.0476 | 88.0476 | 88.0476 | 88.0477 | 88.0478 | 88.0478 | 88.0478 | 88.0478 | 88.0483 | 88.0483 | 88.0483
QLD | Q6 | Fitzroy | Wind | 0 | 0.00031303 | 0.00053955 | 666.9759 | 666.9759 | 900.0005 | 900.0005 | 900.0005 | 900.0005 | 900.0005 | 900.0005 | 900.0005 | 900.0005 | 900.0005 | 900.0006 | 900.0006 | 900.0008 | 900.0008 | 900.0008 | 900.0008 | 900.0008 | 900.0008 | 900.0027 | 900.0028 | 900.0028
QLD | Q7 | Wide Bay | Wind | 0 | 0 | 0 | 0 | 0.00012173 | 0.0032417 | 0.0032418 | 0.0032423 | 0.0032439 | 0.003249 | 0.0033548 | 0.0033561 | 0.0033589 | 0.0033893 | 0.003404 | 0.0034073 | 0.0034093 | 0.0034101 | 0.0034111 | 0.0034116 | 0.0034118 | 0.0034143 | 300.006 | 300.006 | 300.0061
QLD | Q8 | Darling Downs | Wind | 925.89 | 1544.1666 | 2325.891 | 3052.3014 | 3052.3014 | 3052.3014 | 3052.3014 | 3052.3014 | 3052.3014 | 3052.3015 | 3052.3015 | 3052.3015 | 3052.3015 | 3052.3016 | 3052.3016 | 3052.3017 | 3052.3017 | 5443.9623 | 5443.9623 | 5443.9623 | 4991.0723 | 5546.7705 | 5546.7705 | 5546.7705 | 5546.7705
QLD | Q9 | Banana | Wind | 0 | 0 | 0.00010008 | 0.00025775 | 0.00026069 | 0.00055762 | 0.00055798 | 0.0005601 | 0.00056614 | 0.00057075 | 0.00057291 | 0.00057627 | 0.00058169 | 0.00061045 | 0.00062158 | 0.00063909 | 0.00072565 | 0.0010032 | 0.0010051 | 0.0010064 | 0.0010075 | 0.0010161 | 0.0061357 | 0.0061522 | 0.0061586
NSW | N1 | North West NSW | Wind | 0 | 0 | 0 | 0 | 0 | 0 | 0 | 0 | 0 | 0 | 0 | 0 | 0 | 0 | 0 | 0 | 0 | 0 | 0 | 0 | 0 | 0 | 0 | 0 | 0
NSW | N2 | New England | Wind | 442.48 | 890.484 | 1695.8784 | 2556.0866 | 3029.8524 | 3945.9921 | 3945.9921 | 3945.9921 | 3945.9921 | 3945.9921 | 3945.9921 | 3945.9921 | 3945.9921 | 3945.9921 | 3773.5121 | 3773.5121 | 3773.5121 | 3773.5122 | 3773.5122 | 3503.5122 | 3503.5122 | 3673.6145 | 5352.8176 | 5352.8176 | 6219.4263
NSW | N3 | Central-West Orana | Wind | 113.19 | 913.1903 | 1764.1992 | 2376.1447 | 3113.19 | 3113.19 | 3113.19 | 3113.19 | 3113.19 | 3113.19 | 3113.19 | 3113.19 | 3113.19 | 3113.19 | 3113.19 | 3113.19 | 3113.19 | 3113.19 | 3113.19 | 3113.19 | 3113.19 | 3113.19 | 3113.19 | 3113.19 | 3113.19
NSW | N4 | Broken Hill | Wind | 198.94 | 198.94 | 275.4982 | 303.3762 | 303.3762 | 303.3762 | 303.3762 | 303.3762 | 303.3762 | 303.3762 | 303.3762 | 303.3762 | 303.3762 | 303.3762 | 303.3762 | 303.3762 | 303.3762 | 303.3762 | 303.3762 | 104.4362 | 104.4362 | 104.4362 | 104.4363 | 104.4364 | 104.4364
NSW | N5 | South West NSW | Wind | 0 | 0 | 0.0013051 | 1000.0008 | 1000.0008 | 1000.0008 | 1000.0008 | 1000.0008 | 1000.0008 | 1000.0008 | 1000.0008 | 1000.0008 | 1000.0008 | 1000.0008 | 1000.0008 | 1000.0008 | 1000.0008 | 1000.0008 | 1000.0008 | 1000.0008 | 1000.0008 | 1000.0008 | 1000.0008 | 1000.0008 | 1000.0009
NSW | N6 | Wagga Wagga | Wind | 0 | 0 | 0.00010254 | 0.0010938 | 0.0010981 | 0.0011009 | 0.001101 | 0.0011011 | 0.0011013 | 0.0011016 | 0.0011018 | 0.0011024 | 0.0011035 | 0.0011056 | 0.0011079 | 0.00111 | 0.0011148 | 0.0011166 | 0.0011178 | 0.0011184 | 0.0011209 | 0.0011243 | 0.001129 | 0.0011463 | 0.0011619
NSW | N7 | Tumut | Wind | 0 | 0 | 0 | 0 | 0 | 0 | 0 | 0 | 0 | 0 | 0 | 0 | 0 | 0 | 0 | 0 | 0 | 0 | 0 | 0 | 0 | 0 | 0 | 0 | 0
NSW | N8 | Cooma-Monaro | Wind | 113 | 374.1459 | 413 | 932.1913 | 941 | 941 | 941 | 941 | 941 | 941 | 941 | 941 | 941 | 941 | 941 | 941 | 828 | 828 | 828 | 828 | 828 | 828 | 828 | 828 | 828
NSW | N9 | Hunter-Central Coast | Wind | 0 | 400.0169 | 1400 | 1524.375 | 1524.375 | 1524.375 | 1524.375 | 1524.375 | 1524.375 | 1524.375 | 1524.375 | 1524.375 | 1524.375 | 1524.375 | 1524.375 | 1524.375 | 1524.375 | 1524.375 | 1524.375 | 1524.375 | 1524.375 | 1524.375 | 1524.375 | 1524.375 | 1524.375
VIC | V1 | Ovens Murray | Wind | 0 | 0 | 0 | 0 | 0 | 0 | 0 | 0 | 0 | 0 | 0 | 0 | 0 | 0 | 0 | 0 | 0 | 0 | 0 | 0 | 0 | 0 | 0 | 0 | 0
VIC | V2 | Murray River | Wind | 0 | 0 | 0 | 0 | 0 | 0 | 0 | 0 | 0 | 0 | 0 | 0 | 0 | 0 | 0 | 0 | 0 | 0 | 0 | 0 | 0 | 0 | 0 | 0 | 0
VIC | V3 | Western Victoria | Wind | 1934.5 | 2350.7576 | 2350.7576 | 2585.8035 | 2585.8038 | 2585.8038 | 2585.8038 | 2585.8038 | 2585.8038 | 2533.3038 | 2341.3038 | 2341.3038 | 2341.3038 | 2341.3038 | 2341.3038 | 2341.3038 | 2341.3038 | 2341.3038 | 2310.2538 | 2179.0538 | 1867.0538 | 1867.0542 | 1867.0542 | 1675.7523 | 1647.0523
VIC | V4 | South West Victoria | Wind | 2082.66 | 2082.6607 | 2082.6607 | 2082.6607 | 2082.6607 | 2082.6607 | 2082.6607 | 2082.6607 | 2082.6607 | 2082.6607 | 2082.6607 | 2082.6607 | 2082.6607 | 2015.4607 | 1595.4607 | 1595.4607 | 1413.7607 | 1413.7608 | 1394.2608 | 1201.6608 | 1201.6608 | 338.1013 | 338.1013 | 338.1022 | 338.1026
VIC | V5 | Gippsland | Wind | 0 | 85.6654 | 85.6654 | 85.6654 | 85.6654 | 85.6654 | 85.6654 | 85.6654 | 85.6654 | 85.6654 | 85.6654 | 85.6654 | 85.6654 | 85.6654 | 85.6654 | 85.6654 | 85.6654 | 85.6654 | 85.6654 | 85.6654 | 85.6654 | 85.6655 | 85.6655 | 85.6659 | 85.6659
VIC | V6 | Central North VIC | Wind | 0 | 0.00045937 | 0.00046316 | 0.00046912 | 0.00048066 | 0.00048428 | 0.00048446 | 0.00048481 | 0.00048657 | 0.00049044 | 0.00049085 | 0.00049144 | 0.00049194 | 0.00049317 | 0.00049491 | 0.00049834 | 0.00050555 | 0.00052093 | 0.00053593 | 0.00053794 | 0.00055041 | 0.00081113 | 0.00081885 | 0.00094319 | 0.00096562
SA | S1 | South East SA | Wind | 324.5 | 324.5 | 324.5001 | 686.4585 | 842.4824 | 1104.0912 | 1104.0912 | 1104.0912 | 1104.0912 | 1104.0912 | 1104.0912 | 977.5912 | 977.5912 | 977.5912 | 818.5912 | 818.5912 | 779.5825 | 779.5912 | 779.5912 | 779.5912 | 779.5912 | 779.5928 | 779.5928 | 779.5929 | 779.5929
SA | S2 | Riverland | Wind | 0 | 0 | 0.00012018 | 0.0003541 | 0.00035911 | 0.00048399 | 0.00048415 | 0.00048455 | 0.0004853 | 0.00048777 | 0.0004893 | 0.00049155 | 0.00049322 | 0.00049588 | 0.00049988 | 0.00050445 | 0.00050961 | 0.0005241 | 0.00056319 | 0.00056912 | 0.00071397 | 0.00093487 | 0.00094306 | 0.0010576 | 0.0011797
SA | S3 | Mid-North SA | Wind | 1343.06 | 1343.06 | 1434.83 | 1880.9536 | 1880.9536 | 2044.7753 | 2044.7753 | 2044.7753 | 2044.7753 | 1946.0753 | 1946.0753 | 1874.6753 | 1689.8753 | 1689.8753 | 1689.8753 | 1363.1753 | 1363.1753 | 1363.1753 | 1363.1753 | 1149.3153 | 1149.3159 | 1018.516 | 1018.5166 | 1133.0888 | 1133.0888
SA | S4 | Yorke Peninsula | Wind | 90.75 | 90.75 | 90.7517 | 90.7519 | 90.7519 | 0.0019367 | 0.0019369 | 0.0019373 | 0.001938 | 0.0019398 | 0.0019416 | 0.001943 | 0.001945 | 0.0019485 | 0.0019524 | 0.0019568 | 0.001963 | 0.0019788 | 0.0019841 | 0.0019879 | 0.0024264 | 21.8512 | 106.3588 | 106.3588 | 106.3588
SA | S5 | Northern SA | Wind | 422.4 | 422.4 | 422.4 | 422.4 | 422.4 | 422.4 | 422.4 | 422.4 | 422.4 | 422.4 | 422.4 | 422.4 | 422.4 | 422.4 | 422.4 | 422.4 | 422.4 | 422.4 | 422.4 | 422.4 | 422.4 | 210 | 210 | 210 | 210
SA | S6 | Leigh Creek | Wind | 0 | 0 | 0.00016963 | 0.0016274 | 600.001 | 600.001 | 600.001 | 600.001 | 600.001 | 600.001 | 600.001 | 600.001 | 600.001 | 600.001 | 600.001 | 600.001 | 600.001 | 600.001 | 600.001 | 600.001 | 600.001 | 600.001 | 600.0012 | 600.0018 | 600.0018
SA | S7 | Roxby Downs | Wind | 0 | 0 | 0 | 0 | 0 | 0 | 0 | 0 | 0 | 0 | 0 | 0 | 0 | 0 | 0 | 0 | 0 | 0 | 0 | 0 | 0 | 0 | 0 | 0 | 0
SA | S8 | Eastern Eyre Peninsula | Wind | 136 | 136 | 136.0006 | 136.0019 | 136.0019 | 136.0019 | 70.0019 | 70.0019 | 70.0019 | 70.0019 | 70.0019 | 0.0019494 | 0.0019514 | 0.0019556 | 0.001959 | 0.0019622 | 0.0019665 | 0.0019686 | 0.0019709 | 0.0019738 | 0.0022567 | 0.0025342 | 245.3859 | 245.3859 | 245.3859
SA | S9 | Western Eyre Peninsula | Wind | 0 | 0 | 342.5747 | 399.9997 | 400 | 400 | 400 | 400 | 400 | 400 | 400 | 400 | 400 | 400 | 400 | 400 | 400 | 400 | 400 | 400 | 400 | 400 | 400.0005 | 400.0005 | 400.0005
TAS | T1 | North East Tasmania | Wind | 168 | 168 | 275.5765 | 526.4642 | 526.4642 | 526.465 | 526.465 | 526.465 | 526.465 | 526.465 | 526.465 | 526.465 | 526.465 | 526.465 | 526.465 | 526.465 | 810.3274 | 810.3274 | 810.3274 | 810.3274 | 810.3274 | 810.3274 | 810.3274 | 810.3274 | 810.3274
TAS | T2 | North West Tasmania | Wind | 251.35 | 251.35 | 464.104 | 542.398 | 944.5171 | 944.5171 | 944.5172 | 944.5172 | 1551.3506 | 1551.3506 | 1551.3506 | 1551.3506 | 1551.3507 | 1551.3507 | 1551.3507 | 1551.3508 | 1551.3508 | 1551.3508 | 1551.3508 | 1551.3508 | 1551.3508 | 1551.3508 | 1551.3508 | 1551.3508 | 1551.3508
TAS | T3 | Central Highlands | Wind | 144 | 144.0005 | 144.0006 | 144.0006 | 144.0006 | 358.5883 | 636.7924 | 636.7925 | 636.7925 | 856.2882 | 856.2882 | 856.2882 | 856.2882 | 856.2882 | 856.2941 | 856.2941 | 856.2941 | 856.2941 | 856.2941 | 856.2941 | 712.2941 | 712.2941 | 712.2941 | 712.2941 | 712.2941
Region | REZ | REZ Name | Technology | 2024-25 | 2025-26 | 2026-27 | 2027-28 | 2028-29 | 2029-30 | 2030-31 | 2031-32 | 2032-33 | 2033-34 | 2034-35 | 2035-36 | 2036-37 | 2037-38 | 2038-39 | 2039-40 | 2040-41 | 2041-42 | 2042-43 | 2043-44 | 2044-45 | 2045-46 | 2046-47 | 2047-48 | 2048-49
NSW | O1 | Hunter Coast | Offshore Wind | 0 | 0 | 0 | 0 | 0 | 0 | 0 | 0 | 0 | 0 | 0 | 0 | 0 | 0 | 0 | 0 | 0 | 0 | 0 | 0 | 0 | 0 | 0 | 0 | 0
NSW | O2 | Illawarra Coast | Offshore Wind | 0 | 0 | 0 | 0 | 0 | 0 | 0 | 0 | 0 | 0 | 0 | 0 | 0 | 0.00010007 | 0.00010032 | 0.00010122 | 0.00010235 | 0.00010265 | 0.00010298 | 0.00010356 | 0.00010442 | 0.00010616 | 0.00011648 | 0.0001182 | 0.00013375
VIC | O3 | Gippsland Coast | Offshore Wind | 0 | 0 | 0 | 0 | 0.00013259 | 1660.7987 | 1660.7987 | 1713.7068 | 2380.7068 | 3046.7068 | 4285.203 | 4468.2363 | 4468.2363 | 4468.237 | 4468.237 | 5052.5 | 5052.5 | 5052.5 | 5052.5 | 5052.5 | 5052.5 | 5052.5 | 5052.5 | 5052.5 | 5052.5
TAS | O4 | North West Tasmania Coast | Offshore Wind | 0 | 0 | 0 | 0 | 0 | 0 | 0 | 0 | 0 | 0 | 0 | 0 | 0 | 0 | 0 | 0 | 0 | 0 | 0 | 0 | 0 | 0 | 0 | 0 | 0
VIC | O5 | Portland Coast | Offshore Wind | 0 | 0 | 0 | 0 | 0 | 286.2931 | 286.2931 | 286.2931 | 286.2931 | 286.2931 | 286.2931 | 531.7634 | 1531.7633 | 2531.7634 | 3531.7634 | 3947.5 | 3947.5 | 3947.5 | 3947.5 | 3947.5 | 3947.5 | 3947.5 | 3947.5 | 3947.5 | 3947.5
SA | O6 | South East SA Coast | Offshore Wind | 0 | 0 | 0 | 0 | 0 | 0 | 0 | 0 | 0 | 0 | 0 | 0 | 0 | 0 | 0 | 0 | 0 | 0 | 0 | 0 | 0 | 0 | 0 | 0 | 0

## O3C_VOM Cost
VOM cost by technology ($000s) - O3C, Progressive Change Scenario
VOM | Real June 2023 dollars discounted to 1 July 2023
Explicitly modelled generation
Region | Technology | 2024-25 | 2025-26 | 2026-27 | 2027-28 | 2028-29 | 2029-30 | 2030-31 | 2031-32 | 2032-33 | 2033-34 | 2034-35 | 2035-36 | 2036-37 | 2037-38 | 2038-39 | 2039-40 | 2040-41 | 2041-42 | 2042-43 | 2043-44 | 2044-45 | 2045-46 | 2046-47 | 2047-48 | 2048-49
NEM | Black Coal | 305479.842 | 230950.5214 | 180390.9003 | 135402.865 | 99113.3821 | 61583.3796 | 49003.1187 | 45997.2587 | 39602.8937 | 42685.266 | 32066.8475 | 27015.5202 | 23963.8197 | 23864.4402 | 25040.6164 | 21704.2242 | 12286.5316 | 11384.1137 | 11307.937 | 10512.793 | 9325.2371 | 8365.5981 | 7997.1324 | 7478.0331 | 6389.9192
NEM | Brown Coal | 105723.9945 | 82134.177 | 66125.5845 | 62075.509 | 41777.4065 | 36030.778 | 36792.7275 | 32765.932 | 32714.017 | 13074.2115 | 4643.089 | 5294.8515 | 3925.8658 | 4385.4515 | 4678.38 | 4210.859 | 3795.2688 | 3767.273 | 3556.6815 | 3336.3488 | 2975.6555 | 699.6838 | 2067.5126 | 0 | 0
NEM | CCGT | 10016.8765 | 6759.2586 | 7741.2039 | 7831.5324 | 8636.4867 | 4225.0097 | 4485.9587 | 3587.2902 | 4614.4114 | 5820.9221 | 15370.8181 | 9284.3079 | 6920.5248 | 7750.5014 | 8179.3916 | 9726.643 | 12358.6862 | 10584.5636 | 11697.1517 | 7230.7472 | 6119.0839 | 2899.0063 | 1508.3249 | 1508.8529 | 1438.1348
NEM | Gas - Steam | 108.7589 | 8314.1628 | 4221.776 | 3315.1402 | 3892.8958 | 2203.737 | 8.4124e-05 | 3.9955 | 12.524 | 42.1105 | 272.0633 | 149.259 | 99.8331 | 239.1212 | 58.671 | 0 | 0 | 0 | 0 | 0 | 0 | 0 | 0 | 0 | 0
NEM | OCGT / Diesel | 667.4422 | 314.9366 | 714.7532 | 634.9403 | 2492.8206 | 618.5163 | 74.2289 | 26.4545 | 117.9278 | 362.1205 | 3473.6858 | 1608.2858 | 1102.6068 | 3443.7135 | 985.3788 | 4196.2415 | 12534.9511 | 10748.2069 | 7256.9575 | 15789.7491 | 9525.0099 | 12791.7279 | 9940.4931 | 10843.611 | 12624.0473
NEM | Hydro | 129205.7797 | 104534.1923 | 81967.5538 | 63458.9921 | 78273.8885 | 59516.4857 | 59027.2979 | 50652.2161 | 48646.1417 | 55863.6932 | 48407.9534 | 41077.0198 | 43956.1149 | 51576.6691 | 42625.5655 | 38207.5466 | 33854.7055 | 32666.9114 | 32892.217 | 31477.8694 | 27984.2469 | 24967.7975 | 28325.8329 | 25686.2178 | 24623.6492
NEM | Hydrogen Turbine | 0 | 0 | 0 | 0 | 0 | 0 | 0 | 0 | 0 | 0 | 0 | 0 | 0 | 0 | 0 | 0 | 0 | 0 | 0 | 0 | 0 | 0 | 0 | 0 | 0
NEM | Wind | 3059.7346 | 4329.6971 | 5204.4009 | 6047.2743 | 6109.8084 | 6240.4412 | 6078.0577 | 6018.3406 | 5814.4886 | 5638.4212 | 5438.7274 | 5297.5961 | 5116.1615 | 4829.6057 | 4553.7609 | 4290.8149 | 4127.8474 | 3924.8135 | 3615.6581 | 3336.8407 | 3226.9445 | 2993.3734 | 2879.3462 | 2663.185 | 2516.4271
NEM | Solar PV | 1898.3501 | 1874.203 | 1960.2273 | 1846.2967 | 2421.1512 | 2225.3373 | 2230.467 | 2095.3709 | 2108.2832 | 2115.8558 | 2128.7654 | 2124.6894 | 1991.0896 | 1675.6676 | 1634.5287 | 1620.7734 | 1528.1137 | 1429.7304 | 1436.614 | 1366.0109 | 1326.1392 | 1385.3095 | 1174.9642 | 1214.2998 | 1172.1315
NEM | Grid Battery | 138.707 | 181.1512 | 321.8189 | 297.2513 | 272.4806 | 271.7214 | 274.8204 | 259.3064 | 273.6992 | 275.4728 | 284.8675 | 270.3934 | 268.712 | 238.6765 | 225.9396 | 210.8382 | 184.073 | 189.3918 | 212.7561 | 191.1433 | 249.2024 | 330.3489 | 276.1916 | 267.2118 | 248.8504
NEM | PHES | 6899.0024 | 8649.9369 | 9393.5217 | 7799.2361 | 16574.9089 | 22271.8672 | 21636.6998 | 17050.5857 | 23480.1575 | 29520.5564 | 30317.0027 | 29839.5973 | 26106.7797 | 25830.6726 | 20979.1552 | 21799.7235 | 20241.9609 | 19814.2265 | 19369.4187 | 18578.8639 | 18419.9693 | 17582.1887 | 15678.298 | 12678.8954 | 12362.6584
NEM | VPP | 7.9078 | 7.2085 | 8.5024 | 8.935 | 9.242 | 9.8273 | 10.2311 | 10.1721 | 11.2741 | 11.929 | 11.6043 | 11.9594 | 12.9156 | 12.9427 | 13.4209 | 13.6439 | 12.9632 | 13.4697 | 13.5111 | 13.3465 | 13.3695 | 13.616 | 12.9106 | 13.1957 | 12.9935
Total excluding storage |  | 563206.3957 | 448049.4455 | 358050.2429 | 288717.9724 | 259574.4712 | 195197.1006 | 179613.6077 | 158466.9226 | 157395.8182 | 155410.5589 | 142415.4245 | 121973.4797 | 113464.4235 | 123847.462 | 108974.8086 | 105981.3082 | 100925.1016 | 94522.7005 | 91358.9028 | 91833.7127 | 79164.8583 | 72028.65 | 69861.0065 | 62353.5026 | 61388.8115
Region | Technology | 2024-25 | 2025-26 | 2026-27 | 2027-28 | 2028-29 | 2029-30 | 2030-31 | 2031-32 | 2032-33 | 2033-34 | 2034-35 | 2035-36 | 2036-37 | 2037-38 | 2038-39 | 2039-40 | 2040-41 | 2041-42 | 2042-43 | 2043-44 | 2044-45 | 2045-46 | 2046-47 | 2047-48 | 2048-49
NSW1 | Black Coal | 143083.2515 | 112753.681 | 82947.831 | 64791.088 | 33237.9295 | 11274.847 | 11661.4475 | 9408.311 | 10727.3475 | 13339.8885 | 13157.1905 | 11105.682 | 10521.3405 | 8711.7742 | 10524.2505 | 9560.2835 | 0 | 0 | 0 | 0 | 0 | 0 | 0 | 0 | 0
NSW1 | Brown Coal | 0 | 0 | 0 | 0 | 0 | 0 | 0 | 0 | 0 | 0 | 0 | 0 | 0 | 0 | 0 | 0 | 0 | 0 | 0 | 0 | 0 | 0 | 0 | 0 | 0
NSW1 | CCGT | 29.077 | 699.5843 | 623.1681 | 762.0913 | 1884.6541 | 11.6532 | 310.6222 | 7.4318 | 599.4589 | 623.163 | 3387.4451 | 1187.845 | 1155.7969 | 1473.8776 | 1891.3447 | 2632.3178 | 3556.7628 | 3247.4682 | 3735.5447 | 0.001555 | 0.0014027 | 0.0015645 | 0.0014836 | 0.0015904 | 0.0014624
NSW1 | Gas - Steam | 0 | 0 | 0 | 0 | 0 | 0 | 0 | 0 | 0 | 0 | 0 | 0 | 0 | 0 | 0 | 0 | 0 | 0 | 0 | 0 | 0 | 0 | 0 | 0 | 0
NSW1 | OCGT / Diesel | 0.87942 | 212.7602 | 44.9784 | 33.4196 | 721.3736 | 103.0499 | 1.95 | 3.1885 | 4.7034 | 1.5631 | 507.218 | 264.7127 | 182.1925 | 544.1252 | 17.71 | 852.6763 | 4761.9953 | 3539.6204 | 2498.9875 | 5692.9159 | 3259.4027 | 3344.3645 | 2258.5808 | 3342.3222 | 2999.1379
NSW1 | Hydro | 22186.8039 | 18870.366 | 20073.8952 | 16871.0983 | 20388.6257 | 16493.2758 | 12301.6936 | 10489.9874 | 9799.6054 | 12032.0372 | 11462.8117 | 10107.5736 | 7589.2226 | 10815.0844 | 8189.6209 | 6905.3327 | 6571.9198 | 5763.115 | 6231.625 | 6325.4913 | 5528.4807 | 4555.4026 | 6006.0229 | 5460.0958 | 5332.9593
NSW1 | Hydrogen Turbine | 0 | 0 | 0 | 0 | 0 | 0 | 0 | 0 | 0 | 0 | 0 | 0 | 0 | 0 | 0 | 0 | 0 | 0 | 0 | 0 | 0 | 0 | 0 | 0 | 0
NSW1 | Wind | 728.1619 | 1294.477 | 1835.682 | 2319.0506 | 2399.9754 | 2166.3793 | 2070.7914 | 1998.9782 | 1947.3278 | 1835.5155 | 1715.25 | 1674.5015 | 1613.2028 | 1533.5421 | 1297.4739 | 1259.9652 | 1164.6105 | 1101.619 | 1009.055 | 904.0205 | 881.6591 | 827.8977 | 847.972 | 728.9251 | 736.23
NSW1 | Solar PV | 774.4281 | 788.9376 | 1059.9376 | 973.7299 | 1548.9521 | 1449.5572 | 1453.0176 | 1305.2454 | 1299.5829 | 1259.3855 | 1130.3638 | 1119.1292 | 1051.6924 | 900.364 | 850.2849 | 867.2252 | 813.5691 | 771.2901 | 706.7292 | 633.9345 | 636.8165 | 657.0841 | 545.315 | 545.4528 | 549.2367
NSW1 | Grid Battery | 40.0253 | 50.2707 | 167.3811 | 154.0027 | 149.1159 | 147.8288 | 160.0663 | 140.1952 | 140.1091 | 130.6158 | 116.994 | 111.1817 | 109.4207 | 99.2533 | 96.484 | 89.8055 | 81.0597 | 85.4849 | 79.886 | 71.3605 | 69.4708 | 147.1456 | 102.2385 | 99.1961 | 92.4382
NSW1 | PHES | 1405.6655 | 1402.6783 | 2179.5534 | 1884.7026 | 12424.5235 | 19165.7144 | 15386.6653 | 9798.3527 | 14498.5163 | 16614.2057 | 15283.6302 | 15046.2297 | 11898.4294 | 13978.5093 | 9437.7837 | 9731.212 | 8220.9346 | 9739.4061 | 8208.9875 | 8247.3836 | 8608.7733 | 7720.3007 | 7459.2139 | 5341.5165 | 5574.163
NSW1 | VPP | 1.205 | 1.241 | 1.5917 | 1.8289 | 2.0381 | 2.2611 | 2.3464 | 2.3809 | 2.5889 | 2.6994 | 2.7025 | 2.8172 | 3.0613 | 3.1377 | 3.2949 | 3.34 | 3.307 | 3.3821 | 3.3796 | 3.3053 | 3.3904 | 3.3797 | 3.276 | 3.3723 | 3.3409
Total excluding storage |  | 168249.4976 | 136073.9963 | 108934.0184 | 87791.0119 | 72757.188 | 50814.5665 | 43348.6003 | 33154.0713 | 39019.2402 | 45839.0737 | 46763.6059 | 40619.6727 | 34124.359 | 38059.6679 | 32308.2475 | 31902.1581 | 25174.1588 | 24251.3859 | 22474.1944 | 21878.4133 | 18987.9949 | 17255.5764 | 17222.6207 | 15520.8823 | 15287.5075
Region | Technology | 2024-25 | 2025-26 | 2026-27 | 2027-28 | 2028-29 | 2029-30 | 2030-31 | 2031-32 | 2032-33 | 2033-34 | 2034-35 | 2035-36 | 2036-37 | 2037-38 | 2038-39 | 2039-40 | 2040-41 | 2041-42 | 2042-43 | 2043-44 | 2044-45 | 2045-46 | 2046-47 | 2047-48 | 2048-49
QLD1 | Black Coal | 162396.5905 | 118196.8404 | 97443.0693 | 70611.777 | 65875.4526 | 50308.5326 | 37341.6712 | 36588.9477 | 28875.5462 | 29345.3775 | 18909.657 | 15909.8382 | 13442.4792 | 15152.666 | 14516.3659 | 12143.9407 | 12286.5316 | 11384.1137 | 11307.937 | 10512.793 | 9325.2371 | 8365.5981 | 7997.1324 | 7478.0331 | 6389.9192
QLD1 | Brown Coal | 0 | 0 | 0 | 0 | 0 | 0 | 0 | 0 | 0 | 0 | 0 | 0 | 0 | 0 | 0 | 0 | 0 | 0 | 0 | 0 | 0 | 0 | 0 | 0 | 0
QLD1 | CCGT | 6101.5638 | 5579.1482 | 5275.1868 | 4749.3456 | 4621.3103 | 4213.3564 | 3900.473 | 3494.4331 | 3492.2699 | 3756.4935 | 8810.7224 | 7005.1318 | 4985.2773 | 6276.6222 | 6288.0453 | 7094.3235 | 8801.9217 | 7337.093 | 7961.6047 | 7230.7432 | 6119.0803 | 2899.0025 | 1508.3207 | 1508.8486 | 1438.1308
QLD1 | Gas - Steam | 0 | 0 | 0 | 0 | 0 | 0 | 0 | 0 | 0 | 0 | 0 | 0 | 0 | 0 | 0 | 0 | 0 | 0 | 0 | 0 | 0 | 0 | 0 | 0 | 0
QLD1 | OCGT / Diesel | 0.0011736 | 0.0016072 | 0.0013862 | 0.0012237 | 0.0011697 | 158.7354 | 0.0015868 | 0.0016566 | 0.0017473 | 9.4718 | 22.7899 | 30.8048 | 1.0389 | 583.5331 | 1.1643 | 1134.9511 | 3509.6652 | 1548.5901 | 653.3523 | 2406.0261 | 1959.8664 | 3702.1572 | 2895.6925 | 3336.4215 | 4646.4143
QLD1 | Hydro | 4821.9647 | 4540.68 | 3991.9914 | 3519.2823 | 3305.3629 | 2711.9192 | 2519.6126 | 2689.0655 | 2811.6888 | 2692.9698 | 2497.4051 | 2299.9166 | 2129.5743 | 754.2592 | 677.674 | 598.3071 | 597.2364 | 550.9592 | 0 | 0 | 0 | 0 | 0 | 0 | 0
QLD1 | Hydrogen Turbine | 0 | 0 | 0 | 0 | 0 | 0 | 0 | 0 | 0 | 0 | 0 | 0 | 0 | 0 | 0 | 0 | 0 | 0 | 0 | 0 | 0 | 0 | 0 | 0 | 0
QLD1 | Wind | 471.0592 | 1089.0561 | 1306.9387 | 1601.7974 | 1552.7496 | 1483.091 | 1520.6788 | 1499.7984 | 1471.3645 | 1325.3757 | 1257.4528 | 1211.2408 | 1113.4613 | 1061.297 | 996.8791 | 956.6268 | 888.5611 | 1014.3309 | 889.0121 | 843.2884 | 794.61 | 752.699 | 762.9833 | 703.8043 | 689.4703
QLD1 | Solar PV | 737.5858 | 648.8571 | 513.6617 | 499.1769 | 463.8744 | 396.6871 | 431.1436 | 473.2853 | 492.3192 | 551.3911 | 730.6017 | 702.6799 | 647.4103 | 508.6173 | 528.1673 | 517.4848 | 499.3525 | 450.4396 | 534.9687 | 557.3163 | 528.5897 | 539.188 | 437.3198 | 466.9408 | 428.9463
QLD1 | Grid Battery | 41.8114 | 40.2055 | 40.1025 | 37.9545 | 31.7987 | 27.886 | 27.4472 | 27.056 | 26.6128 | 24.651 | 23.228 | 21.5466 | 19.7752 | 18.1171 | 14.9617 | 13.8111 | 12.7575 | 16.9382 | 48.0475 | 44.76 | 72.4656 | 67.301 | 76.6197 | 74.2711 | 67.4899
QLD1 | PHES | 5493.3369 | 7247.2586 | 7213.9684 | 5914.5335 | 3927.1603 | 2693.6007 | 5861.1186 | 6923.6051 | 8645.9796 | 12590.0473 | 14727.6377 | 14483.3514 | 13903.279 | 11598.4045 | 11298.0648 | 11831.9904 | 11819.9711 | 9877.009 | 10968.9085 | 10154.4261 | 9640.0842 | 9698.3109 | 8076.8565 | 7199.2039 | 6650.949
QLD1 | VPP | 0.53778 | 0.60477 | 0.79356 | 0.97096 | 1.0141 | 1.0985 | 1.2618 | 1.3883 | 1.5645 | 1.628 | 1.7449 | 1.8313 | 1.8921 | 1.9428 | 2.0934 | 2.1483 | 2.1538 | 2.2684 | 2.2274 | 2.2234 | 2.2314 | 2.2431 | 2.1681 | 2.2821 | 2.2406
Total excluding storage |  | 180064.4514 | 137342.6524 | 115785.7138 | 86934.8394 | 79778.724 | 61994.9069 | 51603.4083 | 51697.5812 | 45817.3472 | 50297.4058 | 46981.2394 | 41666.3415 | 36244.1876 | 35955.4592 | 34323.4159 | 34293.5839 | 38418.151 | 32181.7422 | 32366.0582 | 31751.5765 | 28442.1647 | 26026.4998 | 21757.0931 | 20769.8053 | 20313.5604
Region | Technology | 2024-25 | 2025-26 | 2026-27 | 2027-28 | 2028-29 | 2029-30 | 2030-31 | 2031-32 | 2032-33 | 2033-34 | 2034-35 | 2035-36 | 2036-37 | 2037-38 | 2038-39 | 2039-40 | 2040-41 | 2041-42 | 2042-43 | 2043-44 | 2044-45 | 2045-46 | 2046-47 | 2047-48 | 2048-49
VIC1 | Black Coal | 0 | 0 | 0 | 0 | 0 | 0 | 0 | 0 | 0 | 0 | 0 | 0 | 0 | 0 | 0 | 0 | 0 | 0 | 0 | 0 | 0 | 0 | 0 | 0 | 0
VIC1 | Brown Coal | 105723.9945 | 82134.177 | 66125.5845 | 62075.509 | 41777.4065 | 36030.778 | 36792.7275 | 32765.932 | 32714.017 | 13074.2115 | 4643.089 | 5294.8515 | 3925.8658 | 4385.4515 | 4678.38 | 4210.859 | 3795.2688 | 3767.273 | 3556.6815 | 3336.3488 | 2975.6555 | 699.6838 | 2067.5126 | 0 | 0
VIC1 | CCGT | 0 | 2.8519e-05 | 2.6558e-05 | 2.4747e-05 | 2.3207e-05 | 1.495e-05 | 0.00047346 | 0.0004594 | 0.00049923 | 0.00066026 | 0.00062164 | 0.0005628 | 0.00052204 | 0.00054054 | 0.00052129 | 0.00055305 | 0.00063599 | 0.00093998 | 0.00089614 | 0.00092792 | 0.00084277 | 0.00088854 | 0.0010412 | 0.0011582 | 0.0010741
VIC1 | Gas - Steam | 34.8609 | 3723.1748 | 4221.776 | 3315.1402 | 3892.8958 | 2203.737 | 8.4124e-05 | 3.9955 | 12.524 | 42.1105 | 272.0633 | 149.259 | 99.8331 | 239.1212 | 58.671 | 0 | 0 | 0 | 0 | 0 | 0 | 0 | 0 | 0 | 0
VIC1 | OCGT / Diesel | 40.2858 | 5.0276 | 156.2632 | 37.1178 | 653.8281 | 96.4663 | 0.0022353 | 0.0021784 | 14.1888 | 88.9292 | 1187.1569 | 650.5175 | 327.582 | 713.03 | 89.1271 | 442.8783 | 1147.1868 | 1499.0419 | 503.6867 | 2146.0344 | 1760.762 | 2444.4879 | 2272.7813 | 1417.1468 | 2077.9458
VIC1 | Hydro | 22584.6266 | 21623.6535 | 19230.236 | 15035.3012 | 21214.1346 | 16441.0445 | 13289.1556 | 12375.3806 | 10477.1078 | 12172.2343 | 11534.2082 | 10333.0487 | 8045.2971 | 11342.4507 | 8903.562 | 7180.2282 | 6673.1042 | 5710.1416 | 6565.4404 | 6295.0786 | 5605.845 | 4382.059 | 6181.6909 | 5783.3473 | 5388.7156
VIC1 | Hydrogen Turbine | 0 | 0 | 0 | 0 | 0 | 0 | 0 | 0 | 0 | 0 | 0 | 0 | 0 | 0 | 0 | 0 | 0 | 0 | 0 | 0 | 0 | 0 | 0 | 0 | 0
VIC1 | Wind | 1053.7173 | 1235.8319 | 1155.3699 | 1105.6386 | 1095.4437 | 1504.6016 | 1349.0486 | 1407.6637 | 1341.4842 | 1423.5231 | 1518.281 | 1512.3408 | 1534.5799 | 1445.2102 | 1524.9484 | 1447.3079 | 1443.4249 | 1242.6097 | 1188.0233 | 1108.6445 | 1067.615 | 970.2331 | 858.1478 | 832.2785 | 746.1312
VIC1 | Solar PV | 266.4143 | 234.3585 | 193.172 | 156.2864 | 188.2229 | 178.6625 | 163.2231 | 154.1417 | 160.7957 | 153.6815 | 131.9847 | 128.5666 | 121.9797 | 110.0369 | 104.2866 | 94.9122 | 87.813 | 87.4464 | 79.6586 | 68.607 | 64.1791 | 61.5777 | 73.9863 | 89.4502 | 90.7017
VIC1 | Grid Battery | 27.9565 | 63.2611 | 84.22 | 77.8824 | 66.5607 | 73.9001 | 66.2097 | 74.0816 | 88.4359 | 102.2153 | 129.4383 | 123.6631 | 125.5443 | 108.1797 | 102.1662 | 95.46 | 80.2124 | 77.1745 | 75.5963 | 68.5691 | 65.1446 | 63.7139 | 53.1662 | 51.6059 | 49.4883
VIC1 | PHES | 0 | 0 | 0 | 0 | 223.2248 | 412.5518 | 388.9155 | 328.6276 | 335.6612 | 316.303 | 305.7345 | 310.0157 | 305.0708 | 253.7583 | 243.3062 | 236.5206 | 201.0543 | 192.8713 | 186.5171 | 172.6371 | 166.9214 | 159.8493 | 138.7883 | 128.6584 | 126.9434
VIC1 | VPP | 1.2139 | 1.2083 | 1.5865 | 1.8396 | 1.9249 | 2.2691 | 2.2884 | 2.381 | 2.6613 | 2.9885 | 2.7842 | 3.0126 | 3.3639 | 3.2459 | 3.4621 | 3.5465 | 3.3729 | 3.5487 | 3.7045 | 3.748 | 3.7562 | 3.9006 | 3.5455 | 3.6785 | 3.6616
Total excluding storage |  | 129733.0698 | 109020.6927 | 91168.2081 | 81804.7152 | 69113.6421 | 56944.0108 | 52051.5713 | 47112.2062 | 45146.8764 | 27376.1975 | 19724.7407 | 18505.276 | 14489.117 | 18600.485 | 15707.9102 | 13711.7133 | 13431.4379 | 12580.1081 | 12159.3091 | 13199.6684 | 11709.8797 | 8785.5061 | 11649.62 | 8306.1668 | 8483.5887
Region | Technology | 2024-25 | 2025-26 | 2026-27 | 2027-28 | 2028-29 | 2029-30 | 2030-31 | 2031-32 | 2032-33 | 2033-34 | 2034-35 | 2035-36 | 2036-37 | 2037-38 | 2038-39 | 2039-40 | 2040-41 | 2041-42 | 2042-43 | 2043-44 | 2044-45 | 2045-46 | 2046-47 | 2047-48 | 2048-49
SA1 | Black Coal | 0 | 0 | 0 | 0 | 0 | 0 | 0 | 0 | 0 | 0 | 0 | 0 | 0 | 0 | 0 | 0 | 0 | 0 | 0 | 0 | 0 | 0 | 0 | 0 | 0
SA1 | Brown Coal | 0 | 0 | 0 | 0 | 0 | 0 | 0 | 0 | 0 | 0 | 0 | 0 | 0 | 0 | 0 | 0 | 0 | 0 | 0 | 0 | 0 | 0 | 0 | 0 | 0
SA1 | CCGT | 3886.2357 | 480.526 | 1842.8489 | 2320.0955 | 2130.5222 | 2.8667e-05 | 274.8627 | 85.4243 | 522.6818 | 1441.2646 | 3172.6496 | 1091.3301 | 779.4497 | 0.00072145 | 0.0006814 | 0.00065173 | 0.00071315 | 0.001085 | 0.0010436 | 0.0011051 | 0.00099334 | 0.00099771 | 0.0012787 | 0.0012333 | 0.0011445
SA1 | Gas - Steam | 73.898 | 4590.988 | 0 | 0 | 0 | 0 | 0 | 0 | 0 | 0 | 0 | 0 | 0 | 0 | 0 | 0 | 0 | 0 | 0 | 0 | 0 | 0 | 0 | 0 | 0
SA1 | OCGT / Diesel | 626.2753 | 97.1466 | 513.5098 | 564.4013 | 1117.6173 | 260.2647 | 72.274 | 23.2611 | 99.0328 | 262.1553 | 1748.901 | 659.8945 | 567.2425 | 1571.687 | 870.5271 | 1739.3925 | 3108.0911 | 4149.024 | 3595.7137 | 5504.8009 | 2515.7475 | 3273.7818 | 2482.2348 | 2732.4104 | 2867.9121
SA1 | Hydro | 0 | 0 | 0 | 0 | 0 | 0 | 0 | 0 | 0 | 0 | 0 | 0 | 0 | 0 | 0 | 0 | 0 | 0 | 0 | 0 | 0 | 0 | 0 | 0 | 0
SA1 | Hydrogen Turbine | 0 | 0 | 0 | 0 | 0 | 0 | 0 | 0 | 0 | 0 | 0 | 0 | 0 | 0 | 0 | 0 | 0 | 0 | 0 | 0 | 0 | 0 | 0 | 0 | 0
SA1 | Wind | 659.8446 | 558.4582 | 712.6156 | 773.1587 | 833.4148 | 817.5622 | 742.8271 | 716.2362 | 630.7071 | 598.2135 | 518.652 | 519.4968 | 473.3453 | 439.2986 | 412.414 | 356.3262 | 354.49 | 306.6514 | 287.6522 | 243.9787 | 263.2795 | 220.4714 | 212.4829 | 208.6141 | 181.6133
SA1 | Solar PV | 119.922 | 202.0498 | 193.456 | 217.1035 | 220.1017 | 200.4305 | 183.0826 | 162.6984 | 155.5854 | 151.3977 | 135.8152 | 125.5289 | 123.9091 | 118.472 | 113.0119 | 105.4819 | 96.2431 | 89.5997 | 82.3743 | 77.3545 | 68.419 | 100.8282 | 97.1216 | 89.8736 | 82.4995
SA1 | Grid Battery | 28.9138 | 27.4138 | 30.1152 | 27.4115 | 25.0051 | 22.1064 | 21.0971 | 17.9734 | 18.5413 | 17.9905 | 15.2071 | 14.0018 | 13.9717 | 13.1262 | 12.3274 | 11.7614 | 10.0431 | 9.7938 | 9.2259 | 6.4533 | 42.121 | 52.188 | 44.1667 | 42.1383 | 39.4336
SA1 | PHES | 0 | 0 | 0 | 0 | 0 | 0 | 0 | 0 | 0 | 0 | 0 | 0 | 0 | 0 | 0 | 0 | 0 | 0 | 0 | 0 | 0 | 0 | 0 | 0 | 0
SA1 | VPP | 4.9484 | 4.1474 | 4.4881 | 4.2189 | 4.2029 | 4.1119 | 4.2459 | 3.9313 | 4.3648 | 4.5236 | 4.2618 | 4.1763 | 4.4325 | 4.459 | 4.411 | 4.4217 | 3.9706 | 4.0986 | 4.024 | 3.8952 | 3.8233 | 3.9242 | 3.7552 | 3.7027 | 3.5617
Total excluding storage |  | 5400.0378 | 5960.7297 | 3297.0336 | 3906.3894 | 4330.864 | 1304.4759 | 1298.3894 | 1009.5248 | 1430.9132 | 2475.5453 | 5595.4866 | 2414.4285 | 1962.3507 | 2147.0435 | 1412.6921 | 2217.3844 | 3572.8386 | 4559.1685 | 3978.9912 | 5836.4836 | 2893.3914 | 3651.1946 | 2839.7626 | 3076.7404 | 3175.0214
Region | Technology | 2024-25 | 2025-26 | 2026-27 | 2027-28 | 2028-29 | 2029-30 | 2030-31 | 2031-32 | 2032-33 | 2033-34 | 2034-35 | 2035-36 | 2036-37 | 2037-38 | 2038-39 | 2039-40 | 2040-41 | 2041-42 | 2042-43 | 2043-44 | 2044-45 | 2045-46 | 2046-47 | 2047-48 | 2048-49
TAS1 | Black Coal | 0 | 0 | 0 | 0 | 0 | 0 | 0 | 0 | 0 | 0 | 0 | 0 | 0 | 0 | 0 | 0 | 0 | 0 | 0 | 0 | 0 | 0 | 0 | 0 | 0
TAS1 | Brown Coal | 0 | 0 | 0 | 0 | 0 | 0 | 0 | 0 | 0 | 0 | 0 | 0 | 0 | 0 | 0 | 0 | 0 | 0 | 0 | 0 | 0 | 0 | 0 | 0 | 0
TAS1 | CCGT | 0 | 2.5769e-05 | 2.3965e-05 | 2.2328e-05 | 2.0917e-05 | 1.3583e-05 | 0.00039743 | 0.00039543 | 0.0003944 | 0.00038457 | 0.00036854 | 0.00035858 | 0.00037624 | 0.0003919 | 0.0003679 | 0.0003942 | 0.00038538 | 0.00042057 | 0.00039446 | 0.00040848 | 0.00038132 | 0.00035863 | 0.00036324 | 0.00036444 | 0.00036997
TAS1 | Gas - Steam | 0 | 0 | 0 | 0 | 0 | 0 | 0 | 0 | 0 | 0 | 0 | 0 | 0 | 0 | 0 | 0 | 0 | 0 | 0 | 0 | 0 | 0 | 0 | 0 | 0
TAS1 | OCGT / Diesel | 0.00049849 | 0.00061083 | 0.00048567 | 0.00038273 | 0.00042734 | 1.1295e-05 | 0.0010574 | 0.001057 | 0.0010524 | 0.0010052 | 7.62 | 2.3562 | 24.551 | 31.3381 | 6.8501 | 26.3433 | 8.0128 | 11.9305 | 5.2173 | 39.9717 | 29.2314 | 26.9366 | 31.2036 | 15.3101 | 32.6372
TAS1 | Hydro | 79612.3845 | 59499.4928 | 38671.4312 | 28033.3103 | 33365.7653 | 23870.2462 | 30916.836 | 25097.7826 | 25557.7397 | 28966.4519 | 22913.5284 | 18336.481 | 26192.0209 | 28664.8747 | 24854.7087 | 23523.6786 | 20012.4451 | 20642.6956 | 20095.1516 | 18857.2994 | 16849.9212 | 16030.3358 | 16138.119 | 14442.7747 | 13901.9743
TAS1 | Hydrogen Turbine | 0 | 0 | 0 | 0 | 0 | 0 | 0 | 0 | 0 | 0 | 0 | 0 | 0 | 0 | 0 | 0 | 0 | 0 | 0 | 0 | 0 | 0 | 0 | 0 | 0
TAS1 | Wind | 146.9515 | 151.8739 | 193.7946 | 247.6289 | 228.225 | 268.8071 | 394.7117 | 395.6641 | 423.605 | 455.7933 | 429.0915 | 380.0162 | 381.5723 | 350.2577 | 322.0456 | 270.5888 | 276.761 | 259.6024 | 241.9156 | 236.9086 | 219.781 | 222.0722 | 197.7602 | 189.5631 | 162.9823
TAS1 | Solar PV | 0 | 5.0941e-06 | 9.8894e-06 | 9.8234e-06 | 9.2511e-06 | 9.2387e-06 | 9.7902e-06 | 1.521e-05 | 1.5513e-05 | 1.6989e-05 | 1.4831e-05 | 48.7848 | 46.0981 | 38.1775 | 38.7779 | 35.6692 | 31.136 | 30.9546 | 32.8833 | 28.7987 | 28.1348 | 26.6315 | 21.2215 | 22.5824 | 20.7473
TAS1 | Grid Battery | 0 | 0.00010805 | 0.00013708 | 0.00014621 | 0.00013708 | 0.00013069 | 0.00013486 | 0.00013977 | 0.00014439 | 0.000147 | 0.00015604 | 0.00016236 | 0.0001748 | 0.0002092 | 0.0002201 | 0.00023527 | 0.0002716 | 0.00042702 | 0.00040886 | 0.00043006 | 0.00041427 | 0.00038135 | 0.00034612 | 0.00049654 | 0.00044923
TAS1 | PHES | 0 | 0 | 0 | 0 | 0.00031029 | 0.00032068 | 0.00038864 | 0.00039686 | 0.00039502 | 0.00038808 | 0.00039785 | 0.00040483 | 0.00047244 | 0.00053232 | 0.00051637 | 0.00061179 | 0.0008614 | 4.94 | 5.0056 | 4.4171 | 4.1903 | 3.7279 | 3.4394 | 9.5166 | 10.603
TAS1 | VPP | 0.0026965 | 0.0070519 | 0.042506 | 0.076711 | 0.062058 | 0.086664 | 0.088629 | 0.090476 | 0.094612 | 0.089431 | 0.11094 | 0.12201 | 0.16581 | 0.15729 | 0.15948 | 0.18733 | 0.15892 | 0.17195 | 0.17571 | 0.17467 | 0.16817 | 0.16846 | 0.16569 | 0.16004 | 0.18875
Total excluding storage |  | 79759.3392 | 59651.3745 | 38865.269 | 28281.0165 | 33594.0532 | 24139.1405 | 31311.6384 | 25493.5392 | 25981.4413 | 29422.3366 | 23350.3519 | 18767.7611 | 26644.4092 | 29084.8064 | 25222.5429 | 23856.4685 | 20328.5153 | 20950.2959 | 20380.35 | 19167.5709 | 17131.4277 | 16309.8732 | 16391.9101 | 14679.9078 | 14129.1336
Explicitly modelled pumping
Region | Technology | 2024-25 | 2025-26 | 2026-27 | 2027-28 | 2028-29 | 2029-30 | 2030-31 | 2031-32 | 2032-33 | 2033-34 | 2034-35 | 2035-36 | 2036-37 | 2037-38 | 2038-39 | 2039-40 | 2040-41 | 2041-42 | 2042-43 | 2043-44 | 2044-45 | 2045-46 | 2046-47 | 2047-48 | 2048-49
NEM | Grid Battery pump | 163.9199 | 213.9905 | 238.7302 | 221.6177 | 193.2103 | 186.3395 | 198.6298 | 180.0015 | 177.7058 | 167.7037 | 148.863 | 140.3192 | 135.9721 | 123.2026 | 114.6632 | 106.7201 | 95.1861 | 88.2363 | 83.6696 | 71.0073 | 56.5453 | 53.6367 | 46.9323 | 45.3347 | 41.6949
NEM | PHES Pump | 19286.9844 | 17874.707 | 22784.4641 | 20931.289 | 30747.7752 | 32254.8428 | 32623.7781 | 25297.1862 | 32974.8453 | 41914.9089 | 40506.477 | 41002.768 | 37068.0469 | 34778.942 | 28622.6607 | 29488.6574 | 27923.4998 | 26613.6236 | 27125.5965 | 24569.7983 | 25205.0445 | 24543.276 | 21310.3578 | 17431.7295 | 16525.9292
NEM | VPP pump | 9.2997 | 8.4886 | 9.9822 | 10.5382 | 10.8482 | 11.577 | 12.0321 | 11.9728 | 13.2772 | 14.0167 | 13.6554 | 14.0615 | 15.1963 | 15.2395 | 15.8099 | 16.0212 | 15.2926 | 15.8093 | 15.9227 | 15.6782 | 15.7274 | 16.0561 | 15.1542 | 15.5478 | 15.2649
Region | Technology | 2024-25 | 2025-26 | 2026-27 | 2027-28 | 2028-29 | 2029-30 | 2030-31 | 2031-32 | 2032-33 | 2033-34 | 2034-35 | 2035-36 | 2036-37 | 2037-38 | 2038-39 | 2039-40 | 2040-41 | 2041-42 | 2042-43 | 2043-44 | 2044-45 | 2045-46 | 2046-47 | 2047-48 | 2048-49
NSW1 | Grid Battery pump | 47.1739 | 59.3205 | 59.6406 | 55.996 | 51.6628 | 57.2063 | 78.7699 | 70.539 | 69.0841 | 63.8549 | 57.4998 | 53.9737 | 51.6295 | 47.9851 | 45.8812 | 42.5621 | 39.0173 | 37.0424 | 34.7392 | 29.7323 | 28.541 | 26.6675 | 23.9868 | 23.0955 | 21.5049
NSW1 | PHES Pump | 11541.6394 | 7868.6868 | 12880.7681 | 12776.0716 | 25746.3846 | 29149.1699 | 25839.1916 | 17279.7833 | 23084.7003 | 27192.7893 | 23155.8731 | 23884.2097 | 20500.0296 | 20941.1648 | 15422.1302 | 15416.4353 | 13705.14 | 14928.2641 | 14056.3465 | 12517.112 | 13694.6165 | 12852.1239 | 11753.5752 | 8866.0063 | 8605.1136
NSW1 | VPP pump | 1.4178 | 1.4601 | 1.8698 | 2.1559 | 2.394 | 2.6604 | 2.7669 | 2.7995 | 3.0444 | 3.1733 | 3.1847 | 3.3095 | 3.6018 | 3.6978 | 3.8761 | 3.9241 | 3.9015 | 3.9701 | 3.9757 | 3.888 | 3.989 | 3.9871 | 3.8437 | 3.97 | 3.9285
Region | Technology | 2024-25 | 2025-26 | 2026-27 | 2027-28 | 2028-29 | 2029-30 | 2030-31 | 2031-32 | 2032-33 | 2033-34 | 2034-35 | 2035-36 | 2036-37 | 2037-38 | 2038-39 | 2039-40 | 2040-41 | 2041-42 | 2042-43 | 2043-44 | 2044-45 | 2045-46 | 2046-47 | 2047-48 | 2048-49
QLD1 | Grid Battery pump | 49.3497 | 47.4784 | 47.2292 | 44.9299 | 37.4336 | 32.9283 | 32.409 | 32.0392 | 31.3412 | 29.1148 | 27.4329 | 25.4498 | 23.3545 | 21.4471 | 17.6363 | 16.3204 | 15.1068 | 14.4381 | 13.2862 | 12.2762 | 4.4804 | 4.1626 | 3.6876 | 3.5882 | 3.2887
QLD1 | PHES Pump | 7745.345 | 10006.0202 | 9903.696 | 8155.2173 | 5001.3906 | 3105.6729 | 6784.5865 | 8017.4029 | 9890.145 | 14722.1196 | 17350.6039 | 17118.5583 | 16568.0173 | 13837.7771 | 13200.5305 | 14072.2221 | 14218.3598 | 11685.3595 | 13069.25 | 12052.6863 | 11510.4281 | 11691.1521 | 9556.7826 | 8565.7232 | 7920.8157
QLD1 | VPP pump | 0.63308 | 0.71191 | 0.93172 | 1.1451 | 1.1904 | 1.2924 | 1.4846 | 1.6377 | 1.8364 | 1.9155 | 2.0528 | 2.1549 | 2.2258 | 2.2919 | 2.4575 | 2.5271 | 2.5377 | 2.6655 | 2.6214 | 2.6148 | 2.6256 | 2.6394 | 2.5507 | 2.6847 | 2.6362
Region | Technology | 2024-25 | 2025-26 | 2026-27 | 2027-28 | 2028-29 | 2029-30 | 2030-31 | 2031-32 | 2032-33 | 2033-34 | 2034-35 | 2035-36 | 2036-37 | 2037-38 | 2038-39 | 2039-40 | 2040-41 | 2041-42 | 2042-43 | 2043-44 | 2044-45 | 2045-46 | 2046-47 | 2047-48 | 2048-49
VIC1 | Grid Battery pump | 33.1959 | 74.7248 | 99.111 | 92.1645 | 78.3108 | 73.2485 | 65.6726 | 58.7736 | 58.0583 | 56.1693 | 48.3155 | 46.5314 | 46.67 | 40.2962 | 38.4784 | 35.8121 | 30.7287 | 26.766 | 26.1917 | 22.7886 | 21.4994 | 20.8836 | 17.5165 | 16.9904 | 16.0119
VIC1 | PHES Pump | 0 | 0 | 0 | 0 | 0 | 0 | 0 | 0 | 0 | 0 | 0 | 0 | 0 | 0 | 0 | 0 | 0 | 0 | 0 | 0 | 0 | 0 | 0 | 0 | 0
VIC1 | VPP pump | 1.4287 | 1.4227 | 1.8629 | 2.1696 | 2.2595 | 2.6698 | 2.6925 | 2.8063 | 3.1348 | 3.5148 | 3.2728 | 3.5403 | 3.9579 | 3.819 | 4.0846 | 4.1616 | 3.9801 | 4.1636 | 4.3704 | 4.4006 | 4.4167 | 4.6014 | 4.1594 | 4.3365 | 4.2996
Region | Technology | 2024-25 | 2025-26 | 2026-27 | 2027-28 | 2028-29 | 2029-30 | 2030-31 | 2031-32 | 2032-33 | 2033-34 | 2034-35 | 2035-36 | 2036-37 | 2037-38 | 2038-39 | 2039-40 | 2040-41 | 2041-42 | 2042-43 | 2043-44 | 2044-45 | 2045-46 | 2046-47 | 2047-48 | 2048-49
SA1 | Grid Battery pump | 34.2003 | 32.4668 | 32.7494 | 28.5273 | 25.8032 | 22.9564 | 21.7784 | 18.6497 | 19.2223 | 18.5647 | 15.6149 | 14.3644 | 14.3181 | 13.4742 | 12.6673 | 12.0255 | 10.3333 | 9.9898 | 9.4525 | 6.2103 | 2.0245 | 1.923 | 1.7415 | 1.6606 | 0.88942
SA1 | PHES Pump | 0 | 0 | 0 | 0 | 0 | 0 | 0 | 0 | 0 | 0 | 0 | 0 | 0 | 0 | 0 | 0 | 0 | 0 | 0 | 0 | 0 | 0 | 0 | 0 | 0
SA1 | VPP pump | 5.8171 | 4.8856 | 5.2677 | 4.9773 | 4.9314 | 4.8522 | 4.9842 | 4.6226 | 5.1501 | 5.3078 | 5.0143 | 4.9137 | 5.2151 | 5.2463 | 5.2042 | 5.188 | 4.6856 | 4.8083 | 4.7477 | 4.5697 | 4.4983 | 4.6292 | 4.406 | 4.3681 | 4.1788
Region | Technology | 2024-25 | 2025-26 | 2026-27 | 2027-28 | 2028-29 | 2029-30 | 2030-31 | 2031-32 | 2032-33 | 2033-34 | 2034-35 | 2035-36 | 2036-37 | 2037-38 | 2038-39 | 2039-40 | 2040-41 | 2041-42 | 2042-43 | 2043-44 | 2044-45 | 2045-46 | 2046-47 | 2047-48 | 2048-49
TAS1 | Grid Battery pump | 0 | 0 | 0 | 0 | 0 | 0 | 0 | 0 | 0 | 0 | 0 | 0 | 0 | 0 | 0 | 0 | 0 | 0 | 0 | 0 | 0 | 0 | 0 | 0 | 0
TAS1 | PHES Pump | 0 | 0 | 0 | 0 | 0 | 0 | 0 | 0 | 0 | 0 | 0 | 0 | 0 | 0 | 0 | 0 | 0 | 0 | 0 | 0 | 0 | 0 | 0 | 0 | 0
TAS1 | VPP pump | 0.0031235 | 0.0082914 | 0.049958 | 0.09038 | 0.072966 | 0.10221 | 0.10399 | 0.10667 | 0.11145 | 0.10522 | 0.13075 | 0.14301 | 0.19569 | 0.18447 | 0.18764 | 0.22041 | 0.18763 | 0.20167 | 0.20738 | 0.20504 | 0.1977 | 0.19887 | 0.1944 | 0.18852 | 0.22176

## O3C_FOM Cost
FOM cost by technology ($000s) - O3C, Progressive Change Scenario
FOM | Real June 2023 dollars discounted to 1 July 2023. For new entrant capacity, the FOM is incurred annually in modelling. FOM costs do not include FOM of existing, committed and anticipated generators since there will be no difference in these costs between the Base Case and option case.
Explicitly modelled generation
Region | Technology | 2024-25 | 2025-26 | 2026-27 | 2027-28 | 2028-29 | 2029-30 | 2030-31 | 2031-32 | 2032-33 | 2033-34 | 2034-35 | 2035-36 | 2036-37 | 2037-38 | 2038-39 | 2039-40 | 2040-41 | 2041-42 | 2042-43 | 2043-44 | 2044-45 | 2045-46 | 2046-47 | 2047-48 | 2048-49
NEM | Black Coal | 0 | 0 | 0 | 0 | 0 | 0 | 0 | 0 | 0 | 0 | 0 | 0 | 0 | 0 | 0 | 0 | 0 | 0 | 0 | 0 | 0 | 0 | 0 | 0 | 0
NEM | Brown Coal | 0 | 0 | 0 | 0 | 0 | 0 | 0 | 0 | 0 | 0 | 0 | 0 | 0 | 0 | 0 | 0 | 0 | 0 | 0 | 0 | 0 | 0 | 0 | 0 | 0
NEM | CCGT | 0 | 6.7198e-05 | 6.2802e-05 | 5.8849e-05 | 5.4844e-05 | 5.1256e-05 | 0.0011874 | 0.0011718 | 0.0012264 | 0.0014214 | 0.0015057 | 0.0014184 | 0.0013474 | 0.0015706 | 0.0015036 | 0.0016057 | 0.002094 | 0.0030767 | 0.002879 | 0.0028351 | 0.0026459 | 0.002764 | 0.003171 | 0.0031982 | 0.0030416
NEM | Gas - Steam | 0 | 0 | 0 | 0 | 0 | 0 | 0 | 0 | 0 | 0 | 0 | 0 | 0 | 0 | 0 | 0 | 0 | 0 | 0 | 0 | 0 | 0 | 0 | 0 | 0
NEM | OCGT / Diesel | 0 | 0.0035411 | 0.0035239 | 0.0036352 | 0.0045034 | 0.0044345 | 0.0046757 | 0.0046559 | 0.0047441 | 0.004798 | 0.0066108 | 0.0064148 | 0.0061992 | 983.5487 | 919.2045 | 861.3438 | 802.7209 | 5863.7076 | 5480.1006 | 5253.1849 | 7333.9011 | 6854.1133 | 7738.0413 | 7313.5256 | 8056.6375
NEM | Hydro | 0 | 0 | 0 | 0 | 0 | 0 | 0 | 0 | 0 | 0 | 0 | 0 | 0 | 0 | 0 | 0 | 0 | 0 | 0 | 0 | 0 | 0 | 0 | 0 | 0
NEM | Hydrogen Turbine | 0 | 0 | 0 | 0 | 0 | 0 | 0 | 0 | 0 | 0 | 0 | 0 | 0 | 0 | 0 | 0 | 0 | 0 | 0 | 0 | 0 | 0 | 0 | 0 | 0
NEM | Wind | 0 | 104751.7572 | 202154.2698 | 341553.0364 | 363633.8084 | 588229.2248 | 554073.3889 | 524091.9034 | 554924.7305 | 575082.1761 | 630744.4343 | 621284.5861 | 644775.5305 | 664066.7112 | 678074.321 | 689226.4284 | 644560.2155 | 620279.0241 | 579968.732 | 544288.513 | 508212.1358 | 479941.6376 | 462900.4246 | 434620.9287 | 411852.7052
NEM | Solar PV | 0 | 0.088365 | 11165.992 | 22766.7786 | 95918.8514 | 90737.2599 | 84801.1777 | 79463.2063 | 74054.9066 | 75054.9351 | 87887.2196 | 89621.7251 | 83522.0317 | 78057.9745 | 72951.3783 | 68359.3151 | 63706.7587 | 59652.0584 | 65280.1507 | 67504.4275 | 62910.0484 | 73271.6422 | 75648.0587 | 80714.3425 | 76690.3216
NEM | Grid Battery | 0 | 0.05274 | 7759.073 | 7356.2027 | 6855.5365 | 7910.1522 | 7392.6661 | 9044.659 | 10399.6077 | 11755.9596 | 16405.9395 | 15373.2369 | 14326.929 | 13389.6557 | 12513.6983 | 11726.0011 | 10927.9277 | 11003.9054 | 12305.6741 | 11531.0723 | 15721.2824 | 20034.0208 | 20089.4242 | 18824.8641 | 17543.6377
NEM | PHES | 0 | 0 | 0 | 0 | 36477.3376 | 51845.2755 | 48453.5309 | 45403.5311 | 42313.3478 | 39545.1858 | 36958.1185 | 34631.7196 | 32274.6722 | 30163.2477 | 28189.9515 | 26415.4844 | 24617.6424 | 23238.6185 | 21718.3357 | 20351.2339 | 18966.1248 | 17725.3512 | 16565.7493 | 15833.7635 | 14756.1113
NEM | VPP | 0 | 0 | 0 | 0 | 0 | 0 | 0 | 0 | 0 | 0 | 0 | 0 | 0 | 0 | 0 | 0 | 0 | 0 | 0 | 0 | 0 | 0 | 0 | 0 | 0
Total excluding storage |  | 0 | 104751.902 | 221079.3384 | 371676.0215 | 502885.5385 | 738721.9169 | 694720.7694 | 658003.3055 | 681692.5986 | 701438.2628 | 771995.7201 | 760911.2755 | 774899.171 | 786661.1393 | 792648.5551 | 796588.5743 | 744615.2674 | 720037.3171 | 684752.996 | 648928.4344 | 613143.4951 | 597826.7679 | 582941.7013 | 557307.4276 | 528899.4163
Region | Technology | 2024-25 | 2025-26 | 2026-27 | 2027-28 | 2028-29 | 2029-30 | 2030-31 | 2031-32 | 2032-33 | 2033-34 | 2034-35 | 2035-36 | 2036-37 | 2037-38 | 2038-39 | 2039-40 | 2040-41 | 2041-42 | 2042-43 | 2043-44 | 2044-45 | 2045-46 | 2046-47 | 2047-48 | 2048-49
NSW1 | Black Coal | 0 | 0 | 0 | 0 | 0 | 0 | 0 | 0 | 0 | 0 | 0 | 0 | 0 | 0 | 0 | 0 | 0 | 0 | 0 | 0 | 0 | 0 | 0 | 0 | 0
NSW1 | Brown Coal | 0 | 0 | 0 | 0 | 0 | 0 | 0 | 0 | 0 | 0 | 0 | 0 | 0 | 0 | 0 | 0 | 0 | 0 | 0 | 0 | 0 | 0 | 0 | 0 | 0
NSW1 | CCGT | 0 | 1.4181e-05 | 1.3254e-05 | 1.2419e-05 | 1.1574e-05 | 1.0817e-05 | 0.00026705 | 0.00025195 | 0.00025606 | 0.000293 | 0.00031019 | 0.00029067 | 0.00027235 | 0.00030315 | 0.00030873 | 0.00033714 | 0.00053955 | 0.00091269 | 0.00085423 | 0.00080046 | 0.00074598 | 0.00081876 | 0.00076908 | 0.00081887 | 0.00076462
NSW1 | Gas - Steam | 0 | 0 | 0 | 0 | 0 | 0 | 0 | 0 | 0 | 0 | 0 | 0 | 0 | 0 | 0 | 0 | 0 | 0 | 0 | 0 | 0 | 0 | 0 | 0 | 0
NSW1 | OCGT / Diesel | 0 | 0.00095 | 0.00089269 | 0.00084739 | 0.00094666 | 0.00094869 | 0.00095978 | 0.00094905 | 0.00096374 | 0.00097158 | 0.0010124 | 0.0009932 | 0.00099023 | 0.0010206 | 0.000991 | 0.0010466 | 0.0013029 | 1415.4124 | 1322.8153 | 1239.5482 | 1155.1841 | 1079.6114 | 1008.9826 | 945.4707 | 881.1217
NSW1 | Hydro | 0 | 0 | 0 | 0 | 0 | 0 | 0 | 0 | 0 | 0 | 0 | 0 | 0 | 0 | 0 | 0 | 0 | 0 | 0 | 0 | 0 | 0 | 0 | 0 | 0
NSW1 | Hydrogen Turbine | 0 | 0 | 0 | 0 | 0 | 0 | 0 | 0 | 0 | 0 | 0 | 0 | 0 | 0 | 0 | 0 | 0 | 0 | 0 | 0 | 0 | 0 | 0 | 0 | 0
NSW1 | Wind | 0 | 43502.9864 | 98887.8065 | 171168.0244 | 182296.4256 | 185614.9989 | 173471.9616 | 162552.4355 | 151489.0459 | 141578.5476 | 132316.3998 | 123987.4897 | 115548.8473 | 107989.5775 | 100924.839 | 94571.9313 | 88135.3256 | 82369.4647 | 76980.8088 | 72135.1043 | 67225.5582 | 63785.7 | 68451.915 | 64143.0788 | 63761.1156
NSW1 | Solar PV | 0 | 0.011133 | 11165.9061 | 17649.5082 | 88773.6561 | 83909.9156 | 78420.4819 | 73484.1539 | 68482.7904 | 64002.6079 | 59815.5215 | 56050.3185 | 52235.5094 | 48818.2334 | 45624.5173 | 42752.595 | 39842.8369 | 37236.2981 | 34800.2904 | 32609.7481 | 30390.3146 | 34679.9097 | 34022.0195 | 34871.2441 | 32497.8945
NSW1 | Grid Battery | 0 | 0.034411 | 7607.9571 | 7129.06 | 6643.853 | 6209.2085 | 5802.9987 | 5437.7178 | 5067.6245 | 4736.0979 | 4426.2599 | 4147.6407 | 3865.3508 | 3612.4778 | 3376.1479 | 3163.63 | 2948.3133 | 3258.3995 | 3045.2345 | 2853.5466 | 2659.3697 | 7262.2902 | 7115.8865 | 6667.9643 | 6214.1409
NSW1 | PHES | 0 | 0 | 0 | 0 | 18393.3693 | 19905.5098 | 18603.2803 | 17432.2611 | 16245.814 | 15183.0038 | 14189.7233 | 13296.524 | 12391.5568 | 11580.8942 | 10823.2657 | 10141.9745 | 9451.7075 | 8833.3769 | 8255.4927 | 7735.8351 | 7209.3344 | 6737.6963 | 6296.9126 | 5900.5414 | 5498.9482
NSW1 | VPP | 0 | 0 | 0 | 0 | 0 | 0 | 0 | 0 | 0 | 0 | 0 | 0 | 0 | 0 | 0 | 0 | 0 | 0 | 0 | 0 | 0 | 0 | 0 | 0 | 0
Total excluding storage |  | 0 | 43503.0329 | 117661.6707 | 195946.5934 | 296107.305 | 295639.6337 | 276298.7236 | 258906.5696 | 241285.2761 | 225500.2585 | 210747.9057 | 197481.9741 | 184041.2655 | 172001.1843 | 160748.7711 | 150630.1322 | 140378.1851 | 133112.9525 | 124404.6425 | 116573.7831 | 108639.7618 | 113545.2083 | 116895.717 | 112528.3001 | 108853.2216
Region | Technology | 2024-25 | 2025-26 | 2026-27 | 2027-28 | 2028-29 | 2029-30 | 2030-31 | 2031-32 | 2032-33 | 2033-34 | 2034-35 | 2035-36 | 2036-37 | 2037-38 | 2038-39 | 2039-40 | 2040-41 | 2041-42 | 2042-43 | 2043-44 | 2044-45 | 2045-46 | 2046-47 | 2047-48 | 2048-49
QLD1 | Black Coal | 0 | 0 | 0 | 0 | 0 | 0 | 0 | 0 | 0 | 0 | 0 | 0 | 0 | 0 | 0 | 0 | 0 | 0 | 0 | 0 | 0 | 0 | 0 | 0 | 0
QLD1 | Brown Coal | 0 | 0 | 0 | 0 | 0 | 0 | 0 | 0 | 0 | 0 | 0 | 0 | 0 | 0 | 0 | 0 | 0 | 0 | 0 | 0 | 0 | 0 | 0 | 0 | 0
QLD1 | CCGT | 0 | 1.3313e-05 | 1.2442e-05 | 1.1659e-05 | 1.0866e-05 | 1.0155e-05 | 0.00021222 | 0.00022789 | 0.00024379 | 0.00028606 | 0.00038324 | 0.00035912 | 0.0003366 | 0.00037959 | 0.00035476 | 0.00042024 | 0.00063769 | 0.00085312 | 0.00079907 | 0.00074924 | 0.00069873 | 0.00075306 | 0.00099201 | 0.00093023 | 0.00091195
QLD1 | Gas - Steam | 0 | 0 | 0 | 0 | 0 | 0 | 0 | 0 | 0 | 0 | 0 | 0 | 0 | 0 | 0 | 0 | 0 | 0 | 0 | 0 | 0 | 0 | 0 | 0 | 0
QLD1 | OCGT / Diesel | 0 | 0.0006543 | 0.00065814 | 0.00069794 | 0.00087772 | 0.00087634 | 0.00092442 | 0.00092583 | 0.00093918 | 0.00095603 | 0.0026069 | 0.002468 | 0.0023093 | 0.0021692 | 0.0020359 | 0.0019282 | 0.00181 | 464.3599 | 433.9812 | 406.6634 | 749.8385 | 700.7837 | 1987.2658 | 1862.1735 | 2976.3066
QLD1 | Hydro | 0 | 0 | 0 | 0 | 0 | 0 | 0 | 0 | 0 | 0 | 0 | 0 | 0 | 0 | 0 | 0 | 0 | 0 | 0 | 0 | 0 | 0 | 0 | 0 | 0
QLD1 | Hydrogen Turbine | 0 | 0 | 0 | 0 | 0 | 0 | 0 | 0 | 0 | 0 | 0 | 0 | 0 | 0 | 0 | 0 | 0 | 0 | 0 | 0 | 0 | 0 | 0 | 0 | 0
QLD1 | Wind | 0 | 50027.1859 | 76162.4511 | 117270.882 | 109289.3762 | 118898.5069 | 111120.0999 | 104125.4318 | 97038.6099 | 90690.2903 | 84757.2833 | 79422.0733 | 74016.5729 | 69174.3695 | 64648.9445 | 60579.4936 | 56456.4332 | 70649.3184 | 66296.108 | 62949.9985 | 59633.7201 | 59628.3151 | 59353.4958 | 55663.4972 | 54703.6348
QLD1 | Solar PV | 0 | 0.0044808 | 0.0063442 | 0.010598 | 465.1929 | 584.3514 | 546.1228 | 511.7462 | 476.917 | 6290.4585 | 23621.3535 | 22134.462 | 20627.9811 | 19278.4873 | 18017.2779 | 16883.1462 | 15734.078 | 14817.7743 | 23378.9375 | 28240.7247 | 26318.6491 | 29257.0477 | 29660.3926 | 33246.4527 | 31061.1276
QLD1 | Grid Battery | 0 | 0.0048899 | 0.021909 | 0.022065 | 0.020563 | 0.019218 | 0.01797 | 0.016856 | 0.015732 | 0.014733 | 0.013813 | 0.012997 | 0.012183 | 0.011486 | 0.010852 | 0.010324 | 0.0098563 | 287.9107 | 2290.7239 | 2146.5302 | 4337.7956 | 4054.0149 | 4826.1198 | 4522.3306 | 4214.539
QLD1 | PHES | 0 | 0 | 0 | 0 | 10443.6677 | 15991.0179 | 14944.8767 | 14004.1427 | 13051.0147 | 12197.2101 | 11399.2619 | 10681.7135 | 9954.7115 | 9303.4688 | 8694.8307 | 8147.518 | 7592.9945 | 7096.2566 | 6632.0158 | 6214.5509 | 5791.5869 | 5412.6983 | 5058.5967 | 4740.1737 | 4417.5555
QLD1 | VPP | 0 | 0 | 0 | 0 | 0 | 0 | 0 | 0 | 0 | 0 | 0 | 0 | 0 | 0 | 0 | 0 | 0 | 0 | 0 | 0 | 0 | 0 | 0 | 0 | 0
Total excluding storage |  | 0 | 50027.1959 | 76162.4801 | 117270.9153 | 120198.2582 | 135473.8964 | 126611.1185 | 118641.3387 | 110566.5586 | 109177.9749 | 119777.9154 | 112238.2647 | 104599.2803 | 97756.3396 | 91361.0663 | 85610.1705 | 79783.518 | 93315.6208 | 99031.7672 | 99958.4685 | 96831.5909 | 99052.8605 | 100885.8716 | 100034.6286 | 97373.1645
Region | Technology | 2024-25 | 2025-26 | 2026-27 | 2027-28 | 2028-29 | 2029-30 | 2030-31 | 2031-32 | 2032-33 | 2033-34 | 2034-35 | 2035-36 | 2036-37 | 2037-38 | 2038-39 | 2039-40 | 2040-41 | 2041-42 | 2042-43 | 2043-44 | 2044-45 | 2045-46 | 2046-47 | 2047-48 | 2048-49
VIC1 | Black Coal | 0 | 0 | 0 | 0 | 0 | 0 | 0 | 0 | 0 | 0 | 0 | 0 | 0 | 0 | 0 | 0 | 0 | 0 | 0 | 0 | 0 | 0 | 0 | 0 | 0
VIC1 | Brown Coal | 0 | 0 | 0 | 0 | 0 | 0 | 0 | 0 | 0 | 0 | 0 | 0 | 0 | 0 | 0 | 0 | 0 | 0 | 0 | 0 | 0 | 0 | 0 | 0 | 0
VIC1 | CCGT | 0 | 1.3584e-05 | 1.2695e-05 | 1.1896e-05 | 1.1086e-05 | 1.0361e-05 | 0.00025071 | 0.00024428 | 0.00026404 | 0.00034157 | 0.00031922 | 0.00029913 | 0.00027877 | 0.0002849 | 0.00027492 | 0.00029124 | 0.00033422 | 0.00050267 | 0.00046978 | 0.0004872 | 0.0004563 | 0.00047036 | 0.00054631 | 0.00060532 | 0.0005654
VIC1 | Gas - Steam | 0 | 0 | 0 | 0 | 0 | 0 | 0 | 0 | 0 | 0 | 0 | 0 | 0 | 0 | 0 | 0 | 0 | 0 | 0 | 0 | 0 | 0 | 0 | 0 | 0
VIC1 | OCGT / Diesel | 0 | 0.00065308 | 0.0006621 | 0.0006994 | 0.00090588 | 0.00087148 | 0.00093237 | 0.00092923 | 0.00094578 | 0.00097523 | 0.0010291 | 0.0010076 | 0.0009739 | 0.00099663 | 0.00096566 | 0.0010056 | 0.0010665 | 1109.8022 | 1037.1983 | 971.91 | 2738.7551 | 2559.5842 | 2392.1349 | 2304.1261 | 2147.3063
VIC1 | Hydro | 0 | 0 | 0 | 0 | 0 | 0 | 0 | 0 | 0 | 0 | 0 | 0 | 0 | 0 | 0 | 0 | 0 | 0 | 0 | 0 | 0 | 0 | 0 | 0 | 0
VIC1 | Hydrogen Turbine | 0 | 0 | 0 | 0 | 0 | 0 | 0 | 0 | 0 | 0 | 0 | 0 | 0 | 0 | 0 | 0 | 0 | 0 | 0 | 0 | 0 | 0 | 0 | 0 | 0
VIC1 | Wind | 0 | 11221.5595 | 10487.4394 | 14452.2668 | 13468.6579 | 218318.7861 | 204036.2509 | 196088.5248 | 240261.1966 | 278218.2278 | 353301.4874 | 361305.817 | 402491.0267 | 437632.5898 | 466453.5895 | 490926.5672 | 457513.8912 | 427583.076 | 399610.3515 | 374456.1098 | 348970.464 | 326140.6289 | 304804.3262 | 285865.2341 | 266409.1235
VIC1 | Solar PV | 0 | 0.066865 | 0.06314 | 0.059703 | 0.06136 | 0.057385 | 0.053639 | 0.050274 | 0.046959 | 0.044072 | 0.041282 | 0.038687 | 0.036056 | 0.033727 | 0.031538 | 0.029655 | 0.02772 | 0.026405 | 0.024864 | 0.025425 | 0.024448 | 0.052179 | 1950.8227 | 3212.2237 | 4385.5846
VIC1 | Grid Battery | 0 | 0.0068656 | 0.024385 | 0.031033 | 0.028925 | 1503.1357 | 1404.7998 | 3433.71 | 5170.5418 | 6868.9815 | 11838.6694 | 11093.4617 | 10338.436 | 9662.0899 | 9029.9907 | 8461.5807 | 7885.6819 | 7369.8069 | 6887.6702 | 6454.1127 | 6014.8549 | 5621.3599 | 5253.6229 | 4922.9241 | 4587.8679
VIC1 | PHES | 0 | 0 | 0 | 0 | 7640.2932 | 15948.7401 | 14905.3646 | 13967.1178 | 13016.5097 | 12164.9624 | 11369.1238 | 10653.4724 | 9928.3925 | 9278.8715 | 8671.8425 | 8125.9767 | 7572.9192 | 7077.4947 | 6614.481 | 6198.1198 | 5776.2731 | 5398.3861 | 5045.2207 | 4727.6396 | 4405.8744
VIC1 | VPP | 0 | 0 | 0 | 0 | 0 | 0 | 0 | 0 | 0 | 0 | 0 | 0 | 0 | 0 | 0 | 0 | 0 | 0 | 0 | 0 | 0 | 0 | 0 | 0 | 0
Total excluding storage |  | 0 | 11221.6339 | 10487.5276 | 14452.3583 | 21109.0424 | 235770.7201 | 220346.4701 | 213489.404 | 258448.2963 | 297252.2171 | 376509.3232 | 383052.7912 | 422757.8925 | 456573.5862 | 484155.4554 | 507514.1555 | 472972.5215 | 443140.2066 | 414149.7263 | 388080.2782 | 363500.372 | 339720.0118 | 319446.1279 | 301032.1482 | 281935.7573
Region | Technology | 2024-25 | 2025-26 | 2026-27 | 2027-28 | 2028-29 | 2029-30 | 2030-31 | 2031-32 | 2032-33 | 2033-34 | 2034-35 | 2035-36 | 2036-37 | 2037-38 | 2038-39 | 2039-40 | 2040-41 | 2041-42 | 2042-43 | 2043-44 | 2044-45 | 2045-46 | 2046-47 | 2047-48 | 2048-49
SA1 | Black Coal | 0 | 0 | 0 | 0 | 0 | 0 | 0 | 0 | 0 | 0 | 0 | 0 | 0 | 0 | 0 | 0 | 0 | 0 | 0 | 0 | 0 | 0 | 0 | 0 | 0
SA1 | Brown Coal | 0 | 0 | 0 | 0 | 0 | 0 | 0 | 0 | 0 | 0 | 0 | 0 | 0 | 0 | 0 | 0 | 0 | 0 | 0 | 0 | 0 | 0 | 0 | 0 | 0
SA1 | CCGT | 0 | 1.3763e-05 | 1.2863e-05 | 1.2053e-05 | 1.1233e-05 | 1.0498e-05 | 0.00024493 | 0.00023615 | 0.0002515 | 0.0002948 | 0.00029529 | 0.0002767 | 0.00025787 | 0.00039326 | 0.00036753 | 0.00034603 | 0.00037565 | 0.00058052 | 0.00054254 | 0.00057698 | 0.00053771 | 0.00052717 | 0.00066795 | 0.00064307 | 0.00060014
SA1 | Gas - Steam | 0 | 0 | 0 | 0 | 0 | 0 | 0 | 0 | 0 | 0 | 0 | 0 | 0 | 0 | 0 | 0 | 0 | 0 | 0 | 0 | 0 | 0 | 0 | 0 | 0
SA1 | OCGT / Diesel | 0 | 0.00065916 | 0.00068118 | 0.00071989 | 0.00091951 | 0.00088205 | 0.00093778 | 0.00093289 | 0.0009677 | 0.00096804 | 0.0010403 | 0.0010171 | 0.00098995 | 983.5436 | 919.1996 | 861.3388 | 802.7158 | 2874.1316 | 2686.1043 | 2635.0618 | 2690.1219 | 2514.1326 | 2349.6567 | 2201.753 | 2051.9008
SA1 | Hydro | 0 | 0 | 0 | 0 | 0 | 0 | 0 | 0 | 0 | 0 | 0 | 0 | 0 | 0 | 0 | 0 | 0 | 0 | 0 | 0 | 0 | 0 | 0 | 0 | 0
SA1 | Hydrogen Turbine | 0 | 0 | 0 | 0 | 0 | 0 | 0 | 0 | 0 | 0 | 0 | 0 | 0 | 0 | 0 | 0 | 0 | 0 | 0 | 0 | 0 | 0 | 0 | 0 | 0
SA1 | Wind | 0 | 0.012352 | 9694.4365 | 25751.551 | 38742.5789 | 43287.1585 | 40455.2883 | 37908.7524 | 35328.6663 | 33017.4453 | 30857.4256 | 28915.0458 | 26947.0754 | 25184.1831 | 23536.6205 | 22055.0631 | 20553.9868 | 19209.3344 | 17952.6499 | 16822.5864 | 15677.6428 | 14775.0764 | 15700.1099 | 15276.9718 | 14237.2158
SA1 | Solar PV | 0 | 0.0049159 | 0.01454 | 5117.1982 | 6679.939 | 6242.9336 | 5834.5174 | 5467.2525 | 5095.149 | 4761.8215 | 4450.3005 | 4170.1678 | 3886.3444 | 3632.0977 | 3394.4838 | 3180.8116 | 2964.3243 | 2770.3969 | 2589.1569 | 2426.1882 | 2261.061 | 5652.3901 | 6573.4756 | 6159.6959 | 5740.4646
SA1 | Grid Battery | 0 | 0.0037915 | 151.066 | 227.0859 | 211.6304 | 197.7854 | 184.8462 | 173.2108 | 161.422 | 150.8617 | 140.9923 | 132.1174 | 123.1255 | 115.0708 | 107.5429 | 100.7735 | 93.9151 | 87.7758 | 82.0338 | 76.8702 | 2709.2503 | 3096.3443 | 2893.7842 | 2711.6299 | 2527.0755
SA1 | PHES | 0 | 0 | 0 | 0 | 0 | 0 | 0 | 0 | 0 | 0 | 0 | 0 | 0 | 0 | 0 | 0 | 0 | 0 | 0 | 0 | 0 | 0 | 0 | 0 | 0
SA1 | VPP | 0 | 0 | 0 | 0 | 0 | 0 | 0 | 0 | 0 | 0 | 0 | 0 | 0 | 0 | 0 | 0 | 0 | 0 | 0 | 0 | 0 | 0 | 0 | 0 | 0
Total excluding storage |  | 0 | 0.021732 | 9845.5177 | 31095.8358 | 45634.1493 | 49727.8785 | 46474.6532 | 43549.2169 | 40585.2385 | 37930.1298 | 35448.7198 | 33217.3322 | 30956.5465 | 29914.8955 | 27957.8472 | 26197.9874 | 24414.9423 | 24941.6392 | 23309.9454 | 21960.7072 | 23338.0766 | 26037.944 | 27517.027 | 26350.0513 | 24556.6573
Region | Technology | 2024-25 | 2025-26 | 2026-27 | 2027-28 | 2028-29 | 2029-30 | 2030-31 | 2031-32 | 2032-33 | 2033-34 | 2034-35 | 2035-36 | 2036-37 | 2037-38 | 2038-39 | 2039-40 | 2040-41 | 2041-42 | 2042-43 | 2043-44 | 2044-45 | 2045-46 | 2046-47 | 2047-48 | 2048-49
TAS1 | Black Coal | 0 | 0 | 0 | 0 | 0 | 0 | 0 | 0 | 0 | 0 | 0 | 0 | 0 | 0 | 0 | 0 | 0 | 0 | 0 | 0 | 0 | 0 | 0 | 0 | 0
TAS1 | Brown Coal | 0 | 0 | 0 | 0 | 0 | 0 | 0 | 0 | 0 | 0 | 0 | 0 | 0 | 0 | 0 | 0 | 0 | 0 | 0 | 0 | 0 | 0 | 0 | 0 | 0
TAS1 | CCGT | 0 | 1.2357e-05 | 1.1548e-05 | 1.0821e-05 | 1.0085e-05 | 9.4251e-06 | 0.00021245 | 0.00021154 | 0.00021101 | 0.00020594 | 0.00019777 | 0.00019279 | 0.00020181 | 0.00020969 | 0.00019768 | 0.00021104 | 0.00020686 | 0.00022768 | 0.00021335 | 0.00022119 | 0.0002072 | 0.00019468 | 0.0001957 | 0.00020072 | 0.00019946
TAS1 | Gas - Steam | 0 | 0 | 0 | 0 | 0 | 0 | 0 | 0 | 0 | 0 | 0 | 0 | 0 | 0 | 0 | 0 | 0 | 0 | 0 | 0 | 0 | 0 | 0 | 0 | 0
TAS1 | OCGT / Diesel | 0 | 0.00062457 | 0.00062983 | 0.00067057 | 0.00085365 | 0.00085598 | 0.00092133 | 0.00091891 | 0.00092767 | 0.00092712 | 0.00092208 | 0.00092889 | 0.00093579 | 0.0009467 | 0.0009303 | 0.00095322 | 0.00096177 | 0.0016323 | 0.0015361 | 0.0015532 | 0.001466 | 0.0013829 | 0.0013073 | 0.0022534 | 0.0021146
TAS1 | Hydro | 0 | 0 | 0 | 0 | 0 | 0 | 0 | 0 | 0 | 0 | 0 | 0 | 0 | 0 | 0 | 0 | 0 | 0 | 0 | 0 | 0 | 0 | 0 | 0 | 0
TAS1 | Hydrogen Turbine | 0 | 0 | 0 | 0 | 0 | 0 | 0 | 0 | 0 | 0 | 0 | 0 | 0 | 0 | 0 | 0 | 0 | 0 | 0 | 0 | 0 | 0 | 0 | 0 | 0
TAS1 | Wind | 0 | 0.013139 | 6922.1363 | 12910.3123 | 19836.7698 | 22109.7744 | 24989.7882 | 23416.7589 | 30807.2118 | 31577.665 | 29511.8383 | 27654.1602 | 25772.0082 | 24085.9912 | 22510.3277 | 21093.3733 | 21900.5787 | 20467.8306 | 19128.8138 | 17924.7141 | 16704.7507 | 15611.9171 | 14590.5777 | 13672.1468 | 12741.6155
TAS1 | Solar PV | 0 | 0.00097041 | 0.0018867 | 0.0019222 | 0.0020565 | 0.0019283 | 0.0019569 | 0.0033082 | 0.0032078 | 0.0031002 | 0.0029128 | 7266.7381 | 6772.1608 | 6329.1224 | 5915.0677 | 5542.7326 | 5165.4919 | 4827.5628 | 4511.741 | 4227.741 | 3939.9993 | 3682.2424 | 3441.3483 | 3224.7261 | 3005.2502
TAS1 | Grid Battery | 0 | 0.0027826 | 0.0035594 | 0.0036998 | 0.0035223 | 0.0033417 | 0.0034513 | 0.0035665 | 0.0037004 | 0.0037966 | 0.004012 | 0.0041705 | 0.0046171 | 0.0057242 | 0.0059752 | 0.0065201 | 0.0075544 | 0.012437 | 0.011771 | 0.012531 | 0.011851 | 0.011498 | 0.010953 | 0.015273 | 0.014408
TAS1 | PHES | 0 | 0 | 0 | 0 | 0.0074357 | 0.0076466 | 0.0093422 | 0.0094118 | 0.0094303 | 0.0094047 | 0.0095456 | 0.0096234 | 0.011456 | 0.013224 | 0.012627 | 0.015197 | 0.021269 | 231.4903 | 216.3462 | 202.728 | 188.9304 | 176.5705 | 165.0193 | 465.4088 | 433.7332
TAS1 | VPP | 0 | 0 | 0 | 0 | 0 | 0 | 0 | 0 | 0 | 0 | 0 | 0 | 0 | 0 | 0 | 0 | 0 | 0 | 0 | 0 | 0 | 0 | 0 | 0 | 0
Total excluding storage |  | 0 | 0.017529 | 6922.1424 | 12910.3186 | 19836.7837 | 22109.7881 | 24989.8041 | 23416.7763 | 30807.2293 | 31577.6825 | 29511.8559 | 34920.9132 | 32544.1862 | 30415.1337 | 28425.4151 | 26636.1287 | 27066.1005 | 25526.898 | 23856.9145 | 22355.1974 | 20833.6939 | 19470.7432 | 18196.9577 | 17362.2994 | 16180.6156

## O3C_Fuel Cost
Fuel cost by technology ($000s) - O3C, Progressive Change Scenario
Fuel | Real June 2023 dollars discounted to 1 July 2023
Explicitly modelled generation
Region | Technology | 2024-25 | 2025-26 | 2026-27 | 2027-28 | 2028-29 | 2029-30 | 2030-31 | 2031-32 | 2032-33 | 2033-34 | 2034-35 | 2035-36 | 2036-37 | 2037-38 | 2038-39 | 2039-40 | 2040-41 | 2041-42 | 2042-43 | 2043-44 | 2044-45 | 2045-46 | 2046-47 | 2047-48 | 2048-49
NEM | Black Coal | 2046988.236 | 1336691.799 | 1217164.844 | 905536.473 | 632566.835 | 364497.964 | 281322.781 | 249324.68 | 209954.078 | 217931.97 | 181973.774 | 152585.002 | 136729.756 | 128851.341 | 140271.821 | 122966.3835 | 48568.403 | 45537.302 | 44870.102 | 41675.7535 | 37091.7555 | 32919.0905 | 32108.697 | 29983.285 | 25714.1917
NEM | Brown Coal | 242551.782 | 187643.032 | 151298.012 | 142318.635 | 92667.446 | 79934.038 | 81654.822 | 72741.559 | 72521.064 | 29591.761 | 10507.745 | 11982.744 | 8884.602 | 9924.688 | 10587.612 | 9529.569 | 8589.049 | 8525.692 | 8049.1035 | 7550.47 | 6734.187 | 1583.4499 | 4678.975 | 0 | 0
NEM | CCGT | 162932.7021 | 106851.037 | 107136.7384 | 104404.6081 | 110806.6907 | 64160.4506 | 65197.4746 | 54129.3426 | 64583.0924 | 78445.1518 | 185386.342 | 117876.6866 | 90773.774 | 100036.5068 | 104804.3003 | 122870.5197 | 154794.4457 | 134553.8369 | 147535.9252 | 94447.73 | 80384.8022 | 42533.6289 | 24975.7451 | 24984.4902 | 23813.5039
NEM | Gas - Steam | 7366.4142 | 487845.904 | 217030.88 | 167906.512 | 196840.56 | 112173.344 | 0.0043069 | 202.7007 | 634.8498 | 2218.0692 | 14961.33 | 8434.667 | 5708.956 | 13966.593 | 3488.715 | 0 | 0 | 0 | 0 | 0 | 0 | 0 | 0 | 0 | 0
NEM | OCGT / Diesel | 29764.9253 | 36656.286 | 31850.6755 | 24253.7877 | 67004.5906 | 20531.8996 | 2874.9344 | 1253.2225 | 3896.1859 | 12579.9074 | 67331.9286 | 35749.3855 | 26560.5323 | 66148.2151 | 20244.7771 | 81194.8586 | 256527.9862 | 218374.1118 | 168419.7786 | 336231.0017 | 227810.039 | 290603.4284 | 227172.7302 | 257147.2811 | 300950.6866
NEM | Hydro | 0 | 0 | 0 | 0 | 0 | 0 | 0 | 0 | 0 | 0 | 0 | 0 | 0 | 0 | 0 | 0 | 0 | 0 | 0 | 0 | 0 | 0 | 0 | 0 | 0
NEM | Hydrogen Turbine | 0 | 0 | 0 | 0 | 0 | 0 | 0 | 0 | 0 | 0 | 0 | 0 | 0 | 0 | 0 | 0 | 0 | 0 | 0 | 0 | 0 | 0 | 0 | 0 | 0
NEM | Wind | 0 | 0 | 0 | 0 | 0 | 0 | 0 | 0 | 0 | 0 | 0 | 0 | 0 | 0 | 0 | 0 | 0 | 0 | 0 | 0 | 0 | 0 | 0 | 0 | 0
NEM | Solar PV | 0 | 0 | 0 | 0 | 0 | 0 | 0 | 0 | 0 | 0 | 0 | 0 | 0 | 0 | 0 | 0 | 0 | 0 | 0 | 0 | 0 | 0 | 0 | 0 | 0
NEM | Grid Battery | 0 | 0 | 0 | 0 | 0 | 0 | 0 | 0 | 0 | 0 | 0 | 0 | 0 | 0 | 0 | 0 | 0 | 0 | 0 | 0 | 0 | 0 | 0 | 0 | 0
NEM | PHES | 0 | 0 | 0 | 0 | 0 | 0 | 0 | 0 | 0 | 0 | 0 | 0 | 0 | 0 | 0 | 0 | 0 | 0 | 0 | 0 | 0 | 0 | 0 | 0 | 0
NEM | VPP | 0 | 0 | 0 | 0 | 0 | 0 | 0 | 0 | 0 | 0 | 0 | 0 | 0 | 0 | 0 | 0 | 0 | 0 | 0 | 0 | 0 | 0 | 0 | 0 | 0
Total excluding storage |  | 2489604.0596 | 2155688.0581 | 1724481.15 | 1344420.0158 | 1099886.1223 | 641297.6963 | 431050.0163 | 377651.5049 | 351589.2701 | 340766.8594 | 460161.1195 | 326628.4851 | 268657.6203 | 318927.3439 | 279397.2254 | 336561.3308 | 468479.884 | 406990.9427 | 368874.9093 | 479904.9552 | 352020.7837 | 367639.5978 | 288936.1473 | 312115.0564 | 350478.3822
Region | Technology | 2024-25 | 2025-26 | 2026-27 | 2027-28 | 2028-29 | 2029-30 | 2030-31 | 2031-32 | 2032-33 | 2033-34 | 2034-35 | 2035-36 | 2036-37 | 2037-38 | 2038-39 | 2039-40 | 2040-41 | 2041-42 | 2042-43 | 2043-44 | 2044-45 | 2045-46 | 2046-47 | 2047-48 | 2048-49
NSW1 | Black Coal | 1091062.884 | 693657.691 | 681005.536 | 528180.392 | 274222.588 | 95211.156 | 97755.368 | 78286.808 | 88599.464 | 109352.404 | 107042.464 | 89665.46 | 84080.572 | 69082.662 | 82586.724 | 74431.196 | 0 | 0 | 0 | 0 | 0 | 0 | 0 | 0 | 0
NSW1 | Brown Coal | 0 | 0 | 0 | 0 | 0 | 0 | 0 | 0 | 0 | 0 | 0 | 0 | 0 | 0 | 0 | 0 | 0 | 0 | 0 | 0 | 0 | 0 | 0 | 0 | 0
NSW1 | CCGT | 370.7739 | 7954.0952 | 6364.9176 | 7577.3835 | 18313.3965 | 112.8144 | 3046.4076 | 73.4963 | 6041.5571 | 6556.2112 | 37076.6016 | 13269.5027 | 12953.241 | 16704.3756 | 21674.914 | 30047.6493 | 40921.297 | 37949.3541 | 44091.4814 | 0.038688 | 0.035295 | 0.039924 | 0.038277 | 0.041719 | 0.039926
NSW1 | Gas - Steam | 0 | 0 | 0 | 0 | 0 | 0 | 0 | 0 | 0 | 0 | 0 | 0 | 0 | 0 | 0 | 0 | 0 | 0 | 0 | 0 | 0 | 0 | 0 | 0 | 0
NSW1 | OCGT / Diesel | 66.624 | 7971.8142 | 2495.899 | 1574.4041 | 27780.6709 | 3187.851 | 113.3454 | 155.1801 | 279.6834 | 96.2602 | 20655.1226 | 11379.6856 | 9212.8595 | 18329.7721 | 1171.442 | 27960.0843 | 135787.4298 | 94042.5134 | 83179.3871 | 156284.2228 | 103015.066 | 111299.206 | 77535.223 | 107853.6134 | 103812.7504
NSW1 | Hydro | 0 | 0 | 0 | 0 | 0 | 0 | 0 | 0 | 0 | 0 | 0 | 0 | 0 | 0 | 0 | 0 | 0 | 0 | 0 | 0 | 0 | 0 | 0 | 0 | 0
NSW1 | Hydrogen Turbine | 0 | 0 | 0 | 0 | 0 | 0 | 0 | 0 | 0 | 0 | 0 | 0 | 0 | 0 | 0 | 0 | 0 | 0 | 0 | 0 | 0 | 0 | 0 | 0 | 0
NSW1 | Wind | 0 | 0 | 0 | 0 | 0 | 0 | 0 | 0 | 0 | 0 | 0 | 0 | 0 | 0 | 0 | 0 | 0 | 0 | 0 | 0 | 0 | 0 | 0 | 0 | 0
NSW1 | Solar PV | 0 | 0 | 0 | 0 | 0 | 0 | 0 | 0 | 0 | 0 | 0 | 0 | 0 | 0 | 0 | 0 | 0 | 0 | 0 | 0 | 0 | 0 | 0 | 0 | 0
NSW1 | Grid Battery | 0 | 0 | 0 | 0 | 0 | 0 | 0 | 0 | 0 | 0 | 0 | 0 | 0 | 0 | 0 | 0 | 0 | 0 | 0 | 0 | 0 | 0 | 0 | 0 | 0
NSW1 | PHES | 0 | 0 | 0 | 0 | 0 | 0 | 0 | 0 | 0 | 0 | 0 | 0 | 0 | 0 | 0 | 0 | 0 | 0 | 0 | 0 | 0 | 0 | 0 | 0 | 0
NSW1 | VPP | 0 | 0 | 0 | 0 | 0 | 0 | 0 | 0 | 0 | 0 | 0 | 0 | 0 | 0 | 0 | 0 | 0 | 0 | 0 | 0 | 0 | 0 | 0 | 0 | 0
Total excluding storage |  | 1091500.2819 | 709583.6004 | 689866.3526 | 537332.1797 | 320316.6554 | 98511.8214 | 100915.121 | 78515.4844 | 94920.7045 | 116004.8755 | 164774.1882 | 114314.6483 | 106246.6725 | 104116.8097 | 105433.0801 | 132438.9296 | 176708.7268 | 131991.8676 | 127270.8685 | 156284.2615 | 103015.1013 | 111299.2459 | 77535.2612 | 107853.6552 | 103812.7903
Region | Technology | 2024-25 | 2025-26 | 2026-27 | 2027-28 | 2028-29 | 2029-30 | 2030-31 | 2031-32 | 2032-33 | 2033-34 | 2034-35 | 2035-36 | 2036-37 | 2037-38 | 2038-39 | 2039-40 | 2040-41 | 2041-42 | 2042-43 | 2043-44 | 2044-45 | 2045-46 | 2046-47 | 2047-48 | 2048-49
QLD1 | Black Coal | 955925.352 | 643034.108 | 536159.308 | 377356.081 | 358344.247 | 269286.808 | 183567.413 | 171037.872 | 121354.614 | 108579.566 | 74931.31 | 62919.542 | 52649.184 | 59768.679 | 57685.097 | 48535.1875 | 48568.403 | 45537.302 | 44870.102 | 41675.7535 | 37091.7555 | 32919.0905 | 32108.697 | 29983.285 | 25714.1917
QLD1 | Brown Coal | 0 | 0 | 0 | 0 | 0 | 0 | 0 | 0 | 0 | 0 | 0 | 0 | 0 | 0 | 0 | 0 | 0 | 0 | 0 | 0 | 0 | 0 | 0 | 0 | 0
QLD1 | CCGT | 110413.6212 | 93182.4929 | 81214.4632 | 72723.8171 | 70460.5189 | 64047.6352 | 59308.5553 | 53181.3336 | 53165.9855 | 56395.5611 | 112758.0943 | 92098.2706 | 68842.0007 | 83332.0929 | 83129.3493 | 92822.8326 | 113873.1071 | 96604.423 | 103444.3859 | 94447.6295 | 80384.71 | 42533.5308 | 24975.637 | 24984.3762 | 23813.3934
QLD1 | Gas - Steam | 0 | 0 | 0 | 0 | 0 | 0 | 0 | 0 | 0 | 0 | 0 | 0 | 0 | 0 | 0 | 0 | 0 | 0 | 0 | 0 | 0 | 0 | 0 | 0 | 0
QLD1 | OCGT / Diesel | 0.022171 | 0.026819 | 0.022033 | 0.019561 | 0.018713 | 2180.2429 | 0.024948 | 0.025955 | 0.027401 | 128.1431 | 329.1363 | 443.0444 | 14.1445 | 8482.2464 | 16.1405 | 16448.689 | 51316.4667 | 24195.6614 | 10760.9141 | 37434.0903 | 31816.307 | 59426.5449 | 52930.5002 | 61451.8513 | 88228.6265
QLD1 | Hydro | 0 | 0 | 0 | 0 | 0 | 0 | 0 | 0 | 0 | 0 | 0 | 0 | 0 | 0 | 0 | 0 | 0 | 0 | 0 | 0 | 0 | 0 | 0 | 0 | 0
QLD1 | Hydrogen Turbine | 0 | 0 | 0 | 0 | 0 | 0 | 0 | 0 | 0 | 0 | 0 | 0 | 0 | 0 | 0 | 0 | 0 | 0 | 0 | 0 | 0 | 0 | 0 | 0 | 0
QLD1 | Wind | 0 | 0 | 0 | 0 | 0 | 0 | 0 | 0 | 0 | 0 | 0 | 0 | 0 | 0 | 0 | 0 | 0 | 0 | 0 | 0 | 0 | 0 | 0 | 0 | 0
QLD1 | Solar PV | 0 | 0 | 0 | 0 | 0 | 0 | 0 | 0 | 0 | 0 | 0 | 0 | 0 | 0 | 0 | 0 | 0 | 0 | 0 | 0 | 0 | 0 | 0 | 0 | 0
QLD1 | Grid Battery | 0 | 0 | 0 | 0 | 0 | 0 | 0 | 0 | 0 | 0 | 0 | 0 | 0 | 0 | 0 | 0 | 0 | 0 | 0 | 0 | 0 | 0 | 0 | 0 | 0
QLD1 | PHES | 0 | 0 | 0 | 0 | 0 | 0 | 0 | 0 | 0 | 0 | 0 | 0 | 0 | 0 | 0 | 0 | 0 | 0 | 0 | 0 | 0 | 0 | 0 | 0 | 0
QLD1 | VPP | 0 | 0 | 0 | 0 | 0 | 0 | 0 | 0 | 0 | 0 | 0 | 0 | 0 | 0 | 0 | 0 | 0 | 0 | 0 | 0 | 0 | 0 | 0 | 0 | 0
Total excluding storage |  | 1066338.9954 | 736216.6277 | 617373.7932 | 450079.9177 | 428804.7846 | 335514.6861 | 242875.9933 | 224219.2315 | 174520.6269 | 165103.2702 | 188018.5406 | 155460.857 | 121505.3292 | 151583.0183 | 140830.5868 | 157806.7091 | 213757.9768 | 166337.3864 | 159075.402 | 173557.4732 | 149292.7724 | 134879.1662 | 110014.8342 | 116419.5125 | 137756.2115
Region | Technology | 2024-25 | 2025-26 | 2026-27 | 2027-28 | 2028-29 | 2029-30 | 2030-31 | 2031-32 | 2032-33 | 2033-34 | 2034-35 | 2035-36 | 2036-37 | 2037-38 | 2038-39 | 2039-40 | 2040-41 | 2041-42 | 2042-43 | 2043-44 | 2044-45 | 2045-46 | 2046-47 | 2047-48 | 2048-49
VIC1 | Black Coal | 0 | 0 | 0 | 0 | 0 | 0 | 0 | 0 | 0 | 0 | 0 | 0 | 0 | 0 | 0 | 0 | 0 | 0 | 0 | 0 | 0 | 0 | 0 | 0 | 0
VIC1 | Brown Coal | 242551.782 | 187643.032 | 151298.012 | 142318.635 | 92667.446 | 79934.038 | 81654.822 | 72741.559 | 72521.064 | 29591.761 | 10507.745 | 11982.744 | 8884.602 | 9924.688 | 10587.612 | 9529.569 | 8589.049 | 8525.692 | 8049.1035 | 7550.47 | 6734.187 | 1583.4499 | 4678.975 | 0 | 0
VIC1 | CCGT | 0 | 0.00063511 | 0.00051814 | 0.00047259 | 0.00044275 | 0.00028718 | 0.0091571 | 0.0087902 | 0.009543 | 0.013216 | 0.013085 | 0.012217 | 0.011489 | 0.01219 | 0.012001 | 0.012815 | 0.015035 | 0.022751 | 0.022094 | 0.023366 | 0.021554 | 0.022941 | 0.027079 | 0.030643 | 0.029426
VIC1 | Gas - Steam | 2264.0302 | 210554.64 | 217030.88 | 167906.512 | 196840.56 | 112173.344 | 0.0043069 | 202.7007 | 634.8498 | 2218.0692 | 14961.33 | 8434.667 | 5708.956 | 13966.593 | 3488.715 | 0 | 0 | 0 | 0 | 0 | 0 | 0 | 0 | 0 | 0
VIC1 | OCGT / Diesel | 667.1674 | 68.3199 | 1996.3655 | 466.7925 | 8290.2033 | 1262.3796 | 0.031195 | 0.030184 | 174.9429 | 1139.2134 | 15941.6825 | 9520.5431 | 4561.4262 | 10183.532 | 1278.6496 | 6384.1125 | 16841.3218 | 24838.8587 | 8833.5504 | 38024.1932 | 34560.1954 | 48372.3418 | 44867.2238 | 31077.3925 | 46483.1964
VIC1 | Hydro | 0 | 0 | 0 | 0 | 0 | 0 | 0 | 0 | 0 | 0 | 0 | 0 | 0 | 0 | 0 | 0 | 0 | 0 | 0 | 0 | 0 | 0 | 0 | 0 | 0
VIC1 | Hydrogen Turbine | 0 | 0 | 0 | 0 | 0 | 0 | 0 | 0 | 0 | 0 | 0 | 0 | 0 | 0 | 0 | 0 | 0 | 0 | 0 | 0 | 0 | 0 | 0 | 0 | 0
VIC1 | Wind | 0 | 0 | 0 | 0 | 0 | 0 | 0 | 0 | 0 | 0 | 0 | 0 | 0 | 0 | 0 | 0 | 0 | 0 | 0 | 0 | 0 | 0 | 0 | 0 | 0
VIC1 | Solar PV | 0 | 0 | 0 | 0 | 0 | 0 | 0 | 0 | 0 | 0 | 0 | 0 | 0 | 0 | 0 | 0 | 0 | 0 | 0 | 0 | 0 | 0 | 0 | 0 | 0
VIC1 | Grid Battery | 0 | 0 | 0 | 0 | 0 | 0 | 0 | 0 | 0 | 0 | 0 | 0 | 0 | 0 | 0 | 0 | 0 | 0 | 0 | 0 | 0 | 0 | 0 | 0 | 0
VIC1 | PHES | 0 | 0 | 0 | 0 | 0 | 0 | 0 | 0 | 0 | 0 | 0 | 0 | 0 | 0 | 0 | 0 | 0 | 0 | 0 | 0 | 0 | 0 | 0 | 0 | 0
VIC1 | VPP | 0 | 0 | 0 | 0 | 0 | 0 | 0 | 0 | 0 | 0 | 0 | 0 | 0 | 0 | 0 | 0 | 0 | 0 | 0 | 0 | 0 | 0 | 0 | 0 | 0
Total excluding storage |  | 245482.9796 | 398265.9925 | 370325.2581 | 310691.9399 | 297798.2097 | 193369.7619 | 81654.8667 | 72944.2987 | 73330.8662 | 32949.0568 | 41410.7706 | 29937.9663 | 19154.9957 | 34074.8252 | 15354.9886 | 15913.6943 | 25430.3858 | 33364.5735 | 16882.676 | 45574.6866 | 41294.4039 | 49955.8147 | 49546.2259 | 31077.4232 | 46483.2258
Region | Technology | 2024-25 | 2025-26 | 2026-27 | 2027-28 | 2028-29 | 2029-30 | 2030-31 | 2031-32 | 2032-33 | 2033-34 | 2034-35 | 2035-36 | 2036-37 | 2037-38 | 2038-39 | 2039-40 | 2040-41 | 2041-42 | 2042-43 | 2043-44 | 2044-45 | 2045-46 | 2046-47 | 2047-48 | 2048-49
SA1 | Black Coal | 0 | 0 | 0 | 0 | 0 | 0 | 0 | 0 | 0 | 0 | 0 | 0 | 0 | 0 | 0 | 0 | 0 | 0 | 0 | 0 | 0 | 0 | 0 | 0 | 0
SA1 | Brown Coal | 0 | 0 | 0 | 0 | 0 | 0 | 0 | 0 | 0 | 0 | 0 | 0 | 0 | 0 | 0 | 0 | 0 | 0 | 0 | 0 | 0 | 0 | 0 | 0 | 0
SA1 | CCGT | 52148.307 | 5714.4477 | 19557.3567 | 24103.4065 | 22032.7745 | 0.00044954 | 2842.4943 | 874.4957 | 5375.5321 | 15493.3579 | 35551.6246 | 12508.8928 | 8978.512 | 0.016649 | 0.015917 | 0.015224 | 0.016886 | 0.026139 | 0.025494 | 0.027557 | 0.025106 | 0.025423 | 0.032679 | 0.031494 | 0.030517
SA1 | Gas - Steam | 5102.384 | 277291.264 | 0 | 0 | 0 | 0 | 0 | 0 | 0 | 0 | 0 | 0 | 0 | 0 | 0 | 0 | 0 | 0 | 0 | 0 | 0 | 0 | 0 | 0 | 0
SA1 | OCGT / Diesel | 29031.1038 | 28616.1161 | 27358.3826 | 22212.5666 | 30933.6922 | 13901.426 | 2761.519 | 1097.9727 | 3441.5186 | 11216.2772 | 30304.462 | 14374.302 | 12435.2321 | 28709.3083 | 17679.9731 | 30019.0157 | 52459.1684 | 75108.9271 | 65562.2046 | 103834.19 | 57932.9088 | 71053.5521 | 51312.481 | 56501.8248 | 61847.1591
SA1 | Hydro | 0 | 0 | 0 | 0 | 0 | 0 | 0 | 0 | 0 | 0 | 0 | 0 | 0 | 0 | 0 | 0 | 0 | 0 | 0 | 0 | 0 | 0 | 0 | 0 | 0
SA1 | Hydrogen Turbine | 0 | 0 | 0 | 0 | 0 | 0 | 0 | 0 | 0 | 0 | 0 | 0 | 0 | 0 | 0 | 0 | 0 | 0 | 0 | 0 | 0 | 0 | 0 | 0 | 0
SA1 | Wind | 0 | 0 | 0 | 0 | 0 | 0 | 0 | 0 | 0 | 0 | 0 | 0 | 0 | 0 | 0 | 0 | 0 | 0 | 0 | 0 | 0 | 0 | 0 | 0 | 0
SA1 | Solar PV | 0 | 0 | 0 | 0 | 0 | 0 | 0 | 0 | 0 | 0 | 0 | 0 | 0 | 0 | 0 | 0 | 0 | 0 | 0 | 0 | 0 | 0 | 0 | 0 | 0
SA1 | Grid Battery | 0 | 0 | 0 | 0 | 0 | 0 | 0 | 0 | 0 | 0 | 0 | 0 | 0 | 0 | 0 | 0 | 0 | 0 | 0 | 0 | 0 | 0 | 0 | 0 | 0
SA1 | PHES | 0 | 0 | 0 | 0 | 0 | 0 | 0 | 0 | 0 | 0 | 0 | 0 | 0 | 0 | 0 | 0 | 0 | 0 | 0 | 0 | 0 | 0 | 0 | 0 | 0
SA1 | VPP | 0 | 0 | 0 | 0 | 0 | 0 | 0 | 0 | 0 | 0 | 0 | 0 | 0 | 0 | 0 | 0 | 0 | 0 | 0 | 0 | 0 | 0 | 0 | 0 | 0
Total excluding storage |  | 86281.7948 | 311621.8279 | 46915.7393 | 46315.9731 | 52966.4666 | 13901.4265 | 5604.0133 | 1972.4684 | 8817.0507 | 26709.6351 | 65856.0866 | 26883.1948 | 21413.7441 | 28709.325 | 17679.989 | 30019.031 | 52459.1852 | 75108.9532 | 65562.2301 | 103834.2176 | 57932.9339 | 71053.5775 | 51312.5137 | 56501.8563 | 61847.1897
Region | Technology | 2024-25 | 2025-26 | 2026-27 | 2027-28 | 2028-29 | 2029-30 | 2030-31 | 2031-32 | 2032-33 | 2033-34 | 2034-35 | 2035-36 | 2036-37 | 2037-38 | 2038-39 | 2039-40 | 2040-41 | 2041-42 | 2042-43 | 2043-44 | 2044-45 | 2045-46 | 2046-47 | 2047-48 | 2048-49
TAS1 | Black Coal | 0 | 0 | 0 | 0 | 0 | 0 | 0 | 0 | 0 | 0 | 0 | 0 | 0 | 0 | 0 | 0 | 0 | 0 | 0 | 0 | 0 | 0 | 0 | 0 | 0
TAS1 | Brown Coal | 0 | 0 | 0 | 0 | 0 | 0 | 0 | 0 | 0 | 0 | 0 | 0 | 0 | 0 | 0 | 0 | 0 | 0 | 0 | 0 | 0 | 0 | 0 | 0 | 0
TAS1 | CCGT | 0 | 0.00060726 | 0.000504 | 0.00046119 | 0.00043125 | 0.0002821 | 0.0083061 | 0.0081826 | 0.0081539 | 0.0082899 | 0.0083251 | 0.0083424 | 0.0088664 | 0.0094488 | 0.0090429 | 0.0097412 | 0.009697 | 0.010819 | 0.010325 | 0.010907 | 0.010332 | 0.0098116 | 0.010013 | 0.010196 | 0.010706
TAS1 | Gas - Steam | 0 | 0 | 0 | 0 | 0 | 0 | 0 | 0 | 0 | 0 | 0 | 0 | 0 | 0 | 0 | 0 | 0 | 0 | 0 | 0 | 0 | 0 | 0 | 0 | 0
TAS1 | OCGT / Diesel | 0.0078709 | 0.0089732 | 0.0063697 | 0.004947 | 0.0055172 | 0.00014691 | 0.013799 | 0.013666 | 0.013595 | 0.0135 | 101.5251 | 31.8104 | 336.8699 | 443.3563 | 98.5719 | 382.9571 | 123.5996 | 188.1512 | 83.7223 | 654.3054 | 485.5617 | 451.7836 | 527.3023 | 262.599 | 578.9542
TAS1 | Hydro | 0 | 0 | 0 | 0 | 0 | 0 | 0 | 0 | 0 | 0 | 0 | 0 | 0 | 0 | 0 | 0 | 0 | 0 | 0 | 0 | 0 | 0 | 0 | 0 | 0
TAS1 | Hydrogen Turbine | 0 | 0 | 0 | 0 | 0 | 0 | 0 | 0 | 0 | 0 | 0 | 0 | 0 | 0 | 0 | 0 | 0 | 0 | 0 | 0 | 0 | 0 | 0 | 0 | 0
TAS1 | Wind | 0 | 0 | 0 | 0 | 0 | 0 | 0 | 0 | 0 | 0 | 0 | 0 | 0 | 0 | 0 | 0 | 0 | 0 | 0 | 0 | 0 | 0 | 0 | 0 | 0
TAS1 | Solar PV | 0 | 0 | 0 | 0 | 0 | 0 | 0 | 0 | 0 | 0 | 0 | 0 | 0 | 0 | 0 | 0 | 0 | 0 | 0 | 0 | 0 | 0 | 0 | 0 | 0
TAS1 | Grid Battery | 0 | 0 | 0 | 0 | 0 | 0 | 0 | 0 | 0 | 0 | 0 | 0 | 0 | 0 | 0 | 0 | 0 | 0 | 0 | 0 | 0 | 0 | 0 | 0 | 0
TAS1 | PHES | 0 | 0 | 0 | 0 | 0 | 0 | 0 | 0 | 0 | 0 | 0 | 0 | 0 | 0 | 0 | 0 | 0 | 0 | 0 | 0 | 0 | 0 | 0 | 0 | 0
TAS1 | VPP | 0 | 0 | 0 | 0 | 0 | 0 | 0 | 0 | 0 | 0 | 0 | 0 | 0 | 0 | 0 | 0 | 0 | 0 | 0 | 0 | 0 | 0 | 0 | 0 | 0
Total excluding storage |  | 0.0078709 | 0.0095804 | 0.0068737 | 0.0054082 | 0.0059485 | 0.00042901 | 0.022105 | 0.021848 | 0.021748 | 0.02179 | 101.5334 | 31.8187 | 336.8788 | 443.3658 | 98.581 | 382.9668 | 123.6093 | 188.162 | 83.7327 | 654.3163 | 485.5721 | 451.7934 | 527.3123 | 262.6092 | 578.965

## O3C_Build Cost
New generation build cost (CAPEX) by technology ($000s) - O3C, Progressive Change Scenario
CAPEX | Real June 2023 dollars discounted to 1 July 2023. The total capital costs are annualised for modelling purposes. Build costs do not include capital costs of existing, committed and anticipated generators and transmission projects since there will be no difference in these costs between the Base Case and option case.
Explicitly modelled generation
Region | Technology | 2024-25 | 2025-26 | 2026-27 | 2027-28 | 2028-29 | 2029-30 | 2030-31 | 2031-32 | 2032-33 | 2033-34 | 2034-35 | 2035-36 | 2036-37 | 2037-38 | 2038-39 | 2039-40 | 2040-41 | 2041-42 | 2042-43 | 2043-44 | 2044-45 | 2045-46 | 2046-47 | 2047-48 | 2048-49
NEM | Black Coal | 0 | 0 | 0 | 0 | 0 | 0 | 0 | 0 | 0 | 0 | 0 | 0 | 0 | 0 | 0 | 0 | 0 | 0 | 0 | 0 | 0 | 0 | 0 | 0 | 0
NEM | Brown Coal | 0 | 0 | 0 | 0 | 0 | 0 | 0 | 0 | 0 | 0 | 0 | 0 | 0 | 0 | 0 | 0 | 0 | 0 | 0 | 0 | 0 | 0 | 0 | 0 | 0
NEM | CCGT | 0 | 0.0010287 | 0.00096142 | 0.00090091 | 0.00083959 | 0.00078466 | 0.017605 | 0.017375 | 0.018175 | 0.021034 | 0.022277 | 0.020985 | 0.019934 | 0.023203 | 0.022205 | 0.023681 | 0.030782 | 0.045024 | 0.042131 | 0.041467 | 0.0387 | 0.040347 | 0.04617 | 0.046485 | 0.044198
NEM | Gas - Steam | 0 | 0 | 0 | 0 | 0 | 0 | 0 | 0 | 0 | 0 | 0 | 0 | 0 | 0 | 0 | 0 | 0 | 0 | 0 | 0 | 0 | 0 | 0 | 0 | 0
NEM | OCGT / Diesel | 0 | 0.036938 | 0.036744 | 0.037817 | 0.045215 | 0.044448 | 0.046613 | 0.046278 | 0.04687 | 0.047205 | 0.06319 | 0.061234 | 0.059115 | 8045.3778 | 7519.0459 | 7045.7481 | 6566.2165 | 47451.2906 | 44347.0009 | 42508.9628 | 59346.4695 | 55463.9916 | 62517.8102 | 59085.7524 | 64960.4382
NEM | Hydro | 0 | 0 | 0 | 0 | 0 | 0 | 0 | 0 | 0 | 0 | 0 | 0 | 0 | 0 | 0 | 0 | 0 | 0 | 0 | 0 | 0 | 0 | 0 | 0 | 0
NEM | Hydrogen Turbine | 0 | 0 | 0 | 0 | 0 | 0 | 0 | 0 | 0 | 0 | 0 | 0 | 0 | 0 | 0 | 0 | 0 | 0 | 0 | 0 | 0 | 0 | 0 | 0 | 0
NEM | Wind | 0 | 980694.3937 | 1830366.2826 | 3007073.1888 | 3158572.2025 | 3911450.0427 | 3692457.3809 | 3474562.4227 | 3478119.093 | 3432533.9629 | 3482366.0943 | 3351840.9299 | 3316006.6738 | 3278250.686 | 3230743.5884 | 3183326.8818 | 2986065.0773 | 2926092.7008 | 2736866.643 | 2571290.2146 | 2404189.2109 | 2284766.8749 | 2244830.2605 | 2110362.9195 | 2019549.6211
NEM | Solar PV | 0 | 0.64657 | 72646.059 | 146480.6458 | 588258.5509 | 556470.0612 | 520065.4791 | 487328.9684 | 454161.1512 | 457602.636 | 527379.4616 | 544725.6627 | 507651.3986 | 474440.5646 | 443402.3983 | 415491.5904 | 387213.096 | 362394.9819 | 381413.6247 | 384322.3094 | 358165.1733 | 396827.9182 | 402723.9217 | 422419.0158 | 399635.2098
NEM | Grid Battery | 0 | 0.66742 | 91846.2815 | 87079.3307 | 81152.6749 | 94169.7507 | 88009.1179 | 107134.8957 | 122276.9684 | 136898.3145 | 186694.739 | 174942.8874 | 163036.2091 | 152370.3087 | 142402.1686 | 133438.4028 | 124356.5531 | 122316.7637 | 129877.9344 | 121702.5367 | 149459.7165 | 176435.9467 | 151102.5845 | 141329.2721 | 131710.3543
NEM | PHES | 0 | 0 | 0 | 0 | 614439.4582 | 888235.1117 | 830126.2988 | 777872.4123 | 724930.0867 | 677504.7647 | 633182.0342 | 593325.1834 | 552943.2408 | 516769.4116 | 482962.0713 | 452561.1353 | 421759.7063 | 396220.4399 | 370299.4855 | 346990.2809 | 323374.0348 | 302218.7402 | 282447.4306 | 267575.0991 | 249363.8304
NEM | VPP | 0 | 0 | 0 | 0 | 0 | 0 | 0 | 0 | 0 | 0 | 0 | 0 | 0 | 0 | 0 | 0 | 0 | 0 | 0 | 0 | 0 | 0 | 0 | 0 | 0
Total excluding storage |  | 0 | 980695.7456 | 1994858.6609 | 3240633.204 | 4442422.9326 | 5450325.0115 | 5130658.3409 | 4846898.7627 | 4779487.3643 | 4704539.7462 | 4829622.4145 | 4664834.7456 | 4539637.6014 | 4429876.3717 | 4307029.2946 | 4191863.7821 | 3925960.68 | 3854476.222 | 3662804.7306 | 3466814.346 | 3294534.6438 | 3215713.5119 | 3143622.0537 | 3000772.1053 | 2865219.498
Region | Technology | 2024-25 | 2025-26 | 2026-27 | 2027-28 | 2028-29 | 2029-30 | 2030-31 | 2031-32 | 2032-33 | 2033-34 | 2034-35 | 2035-36 | 2036-37 | 2037-38 | 2038-39 | 2039-40 | 2040-41 | 2041-42 | 2042-43 | 2043-44 | 2044-45 | 2045-46 | 2046-47 | 2047-48 | 2048-49
NSW1 | Black Coal | 0 | 0 | 0 | 0 | 0 | 0 | 0 | 0 | 0 | 0 | 0 | 0 | 0 | 0 | 0 | 0 | 0 | 0 | 0 | 0 | 0 | 0 | 0 | 0 | 0
NSW1 | Brown Coal | 0 | 0 | 0 | 0 | 0 | 0 | 0 | 0 | 0 | 0 | 0 | 0 | 0 | 0 | 0 | 0 | 0 | 0 | 0 | 0 | 0 | 0 | 0 | 0 | 0
NSW1 | CCGT | 0 | 0.00021546 | 0.00020136 | 0.00018869 | 0.00017584 | 0.00016434 | 0.0039296 | 0.0037074 | 0.0037664 | 0.0043056 | 0.0045551 | 0.0042684 | 0.0039992 | 0.0044443 | 0.0045223 | 0.0049312 | 0.0078587 | 0.013239 | 0.012391 | 0.011611 | 0.010821 | 0.011848 | 0.011128 | 0.011821 | 0.011038
NSW1 | Gas - Steam | 0 | 0 | 0 | 0 | 0 | 0 | 0 | 0 | 0 | 0 | 0 | 0 | 0 | 0 | 0 | 0 | 0 | 0 | 0 | 0 | 0 | 0 | 0 | 0 | 0
NSW1 | OCGT / Diesel | 0 | 0.0097449 | 0.0091568 | 0.0086882 | 0.0094742 | 0.0094434 | 0.0095369 | 0.0093966 | 0.0094745 | 0.0095027 | 0.0098398 | 0.0096198 | 0.0095522 | 0.0097898 | 0.0094907 | 0.0099622 | 0.012228 | 11207.0799 | 10473.9065 | 9814.6066 | 9146.6211 | 8548.245 | 7989.0142 | 7486.1345 | 6976.626
NSW1 | Hydro | 0 | 0 | 0 | 0 | 0 | 0 | 0 | 0 | 0 | 0 | 0 | 0 | 0 | 0 | 0 | 0 | 0 | 0 | 0 | 0 | 0 | 0 | 0 | 0 | 0
NSW1 | Hydrogen Turbine | 0 | 0 | 0 | 0 | 0 | 0 | 0 | 0 | 0 | 0 | 0 | 0 | 0 | 0 | 0 | 0 | 0 | 0 | 0 | 0 | 0 | 0 | 0 | 0 | 0
NSW1 | Wind | 0 | 393915.2063 | 873463.8428 | 1472239.0652 | 1551306.1121 | 1568040.4779 | 1465458.3903 | 1373212.2949 | 1279750.8679 | 1196028.8486 | 1117783.9708 | 1047422.9102 | 976134.851 | 912275.5649 | 852593.9864 | 798925.8199 | 744550.5823 | 695841.6675 | 650319.3166 | 609383.718 | 567908.7977 | 538006.7609 | 569615.7988 | 533760.2435 | 527459.2578
NSW1 | Solar PV | 0 | 0.07971 | 72645.4353 | 112742.207 | 542842.7688 | 513155.2949 | 479584.3877 | 449396.0269 | 418809.9376 | 391411.1568 | 365804.8197 | 342778.5323 | 319448.8762 | 298550.3532 | 279019.0222 | 261455.6366 | 243660.863 | 227720.4419 | 212822.8945 | 199426.4702 | 185853.4187 | 199382.4469 | 192831.3962 | 192937.9773 | 179806.5462
NSW1 | Grid Battery | 0 | 0.43334 | 90044.7163 | 84376.682 | 78633.9684 | 73489.6903 | 68681.9544 | 64358.6376 | 59978.3621 | 56054.5456 | 52387.4278 | 49089.8025 | 45748.7316 | 42755.828 | 39958.7204 | 37443.4442 | 34895.0368 | 36461.0035 | 34075.7135 | 31930.7546 | 29757.7955 | 60667.4545 | 35800.5496 | 33547.0208 | 31263.8037
NSW1 | PHES | 0 | 0 | 0 | 0 | 287068.5975 | 306192.3741 | 286161.0985 | 268148.1394 | 249897.8616 | 233549.4055 | 218270.4736 | 204531.0201 | 190610.5503 | 178140.7015 | 166486.6374 | 156006.8178 | 145388.9279 | 135877.5672 | 126988.385 | 118994.8603 | 110896.0652 | 103641.1942 | 96860.9355 | 90763.8387 | 84586.4156
NSW1 | VPP | 0 | 0 | 0 | 0 | 0 | 0 | 0 | 0 | 0 | 0 | 0 | 0 | 0 | 0 | 0 | 0 | 0 | 0 | 0 | 0 | 0 | 0 | 0 | 0 | 0
Total excluding storage |  | 0 | 393915.7293 | 1036154.0038 | 1669357.9631 | 2459851.4564 | 2460877.8469 | 2299885.8443 | 2155115.1119 | 2008437.0425 | 1877043.9702 | 1754246.7063 | 1643822.279 | 1531943.0227 | 1431722.4618 | 1338058.3805 | 1253831.7334 | 1168495.4302 | 1107107.7733 | 1034680.2286 | 969550.4213 | 903562.709 | 910246.1134 | 903097.7054 | 858495.2266 | 830092.6604
Region | Technology | 2024-25 | 2025-26 | 2026-27 | 2027-28 | 2028-29 | 2029-30 | 2030-31 | 2031-32 | 2032-33 | 2033-34 | 2034-35 | 2035-36 | 2036-37 | 2037-38 | 2038-39 | 2039-40 | 2040-41 | 2041-42 | 2042-43 | 2043-44 | 2044-45 | 2045-46 | 2046-47 | 2047-48 | 2048-49
QLD1 | Black Coal | 0 | 0 | 0 | 0 | 0 | 0 | 0 | 0 | 0 | 0 | 0 | 0 | 0 | 0 | 0 | 0 | 0 | 0 | 0 | 0 | 0 | 0 | 0 | 0 | 0
QLD1 | Brown Coal | 0 | 0 | 0 | 0 | 0 | 0 | 0 | 0 | 0 | 0 | 0 | 0 | 0 | 0 | 0 | 0 | 0 | 0 | 0 | 0 | 0 | 0 | 0 | 0 | 0
QLD1 | CCGT | 0 | 0.00020493 | 0.00019152 | 0.00017946 | 0.00016725 | 0.00015631 | 0.0031659 | 0.0033984 | 0.0036335 | 0.0042593 | 0.0056968 | 0.0053382 | 0.0050033 | 0.0056339 | 0.0052654 | 0.0062244 | 0.0094127 | 0.012559 | 0.011763 | 0.01103 | 0.010286 | 0.011061 | 0.014499 | 0.013596 | 0.013317
QLD1 | Gas - Steam | 0 | 0 | 0 | 0 | 0 | 0 | 0 | 0 | 0 | 0 | 0 | 0 | 0 | 0 | 0 | 0 | 0 | 0 | 0 | 0 | 0 | 0 | 0 | 0 | 0
QLD1 | OCGT / Diesel | 0 | 0.0068552 | 0.0068902 | 0.0072813 | 0.0088114 | 0.0087811 | 0.0092073 | 0.0091945 | 0.0092767 | 0.0094007 | 0.024021 | 0.022745 | 0.021283 | 0.019993 | 0.018766 | 0.017782 | 0.016695 | 3774.6586 | 3527.7184 | 3305.6595 | 6069.9151 | 5672.818 | 15984.0012 | 14977.8576 | 23854.5447
QLD1 | Hydro | 0 | 0 | 0 | 0 | 0 | 0 | 0 | 0 | 0 | 0 | 0 | 0 | 0 | 0 | 0 | 0 | 0 | 0 | 0 | 0 | 0 | 0 | 0 | 0 | 0
QLD1 | Hydrogen Turbine | 0 | 0 | 0 | 0 | 0 | 0 | 0 | 0 | 0 | 0 | 0 | 0 | 0 | 0 | 0 | 0 | 0 | 0 | 0 | 0 | 0 | 0 | 0 | 0 | 0
QLD1 | Wind | 0 | 479355.6561 | 710884.6416 | 1060304.8283 | 988140.0319 | 1061487.8407 | 992044.711 | 929598.5509 | 866329.6715 | 809653.9034 | 756685.9114 | 709054.8636 | 660796.2842 | 617566.6391 | 577165.0909 | 540834.3338 | 504024.9648 | 606429.037 | 568956.6697 | 539843.4978 | 511003.5719 | 507259.1618 | 502509.4534 | 471244.5214 | 461963.3427
QLD1 | Solar PV | 0 | 0.033719 | 0.046524 | 0.074639 | 2730.4593 | 3421.941 | 3198.0758 | 2996.7676 | 2792.809 | 35763.0616 | 133136.8674 | 124756.3118 | 116265.3438 | 108659.2015 | 101550.6562 | 95158.3577 | 88681.8704 | 83393.8212 | 120664.8183 | 139986.6562 | 130459.1049 | 142893.649 | 144356.853 | 161635.2587 | 150944.8597
QLD1 | Grid Battery | 0 | 0.062042 | 0.26744 | 0.26881 | 0.25051 | 0.23413 | 0.21891 | 0.20531 | 0.19157 | 0.17933 | 0.16801 | 0.15791 | 0.14775 | 0.13891 | 0.13075 | 0.12374 | 0.11711 | 2246.8197 | 17663.0195 | 16551.1889 | 32952.4987 | 30796.7144 | 36354.0347 | 34065.6568 | 31747.1349
QLD1 | PHES | 0 | 0 | 0 | 0 | 178761.1118 | 271359.3044 | 253606.8278 | 237643.0592 | 221468.97 | 206980.3473 | 193439.5782 | 181263.1532 | 168926.305 | 157875.0521 | 147546.7786 | 138259.1648 | 128849.1877 | 120419.8034 | 112541.8753 | 105457.7132 | 98280.2304 | 91850.6856 | 85841.7648 | 80438.2911 | 74963.6284
QLD1 | VPP | 0 | 0 | 0 | 0 | 0 | 0 | 0 | 0 | 0 | 0 | 0 | 0 | 0 | 0 | 0 | 0 | 0 | 0 | 0 | 0 | 0 | 0 | 0 | 0 | 0
Total excluding storage |  | 0 | 479355.7589 | 710884.9627 | 1060305.1793 | 1169631.8624 | 1336269.3292 | 1248849.8459 | 1170238.5956 | 1090591.6549 | 1052397.5052 | 1083262.5547 | 1015074.5146 | 945988.107 | 884101.0572 | 826262.6805 | 774252.0041 | 721556.1661 | 816264.1525 | 823354.1131 | 805144.7266 | 778765.3314 | 778473.04 | 785046.1215 | 762361.5992 | 743473.5236
Region | Technology | 2024-25 | 2025-26 | 2026-27 | 2027-28 | 2028-29 | 2029-30 | 2030-31 | 2031-32 | 2032-33 | 2033-34 | 2034-35 | 2035-36 | 2036-37 | 2037-38 | 2038-39 | 2039-40 | 2040-41 | 2041-42 | 2042-43 | 2043-44 | 2044-45 | 2045-46 | 2046-47 | 2047-48 | 2048-49
VIC1 | Black Coal | 0 | 0 | 0 | 0 | 0 | 0 | 0 | 0 | 0 | 0 | 0 | 0 | 0 | 0 | 0 | 0 | 0 | 0 | 0 | 0 | 0 | 0 | 0 | 0 | 0
VIC1 | Brown Coal | 0 | 0 | 0 | 0 | 0 | 0 | 0 | 0 | 0 | 0 | 0 | 0 | 0 | 0 | 0 | 0 | 0 | 0 | 0 | 0 | 0 | 0 | 0 | 0 | 0
VIC1 | CCGT | 0 | 0.00020579 | 0.00019233 | 0.00018022 | 0.00016796 | 0.00015697 | 0.0036786 | 0.0035837 | 0.0038713 | 0.0050011 | 0.004674 | 0.0043798 | 0.0040817 | 0.0041678 | 0.0040204 | 0.0042533 | 0.0048706 | 0.0072903 | 0.0068133 | 0.0070572 | 0.0066091 | 0.0068015 | 0.0078717 | 0.0086976 | 0.0081238
VIC1 | Gas - Steam | 0 | 0 | 0 | 0 | 0 | 0 | 0 | 0 | 0 | 0 | 0 | 0 | 0 | 0 | 0 | 0 | 0 | 0 | 0 | 0 | 0 | 0 | 0 | 0 | 0
VIC1 | OCGT / Diesel | 0 | 0.0068678 | 0.0069561 | 0.0073234 | 0.0091179 | 0.0087716 | 0.0093243 | 0.0092668 | 0.0093799 | 0.0096266 | 0.010096 | 0.0098568 | 0.0095136 | 0.0096985 | 0.0093843 | 0.0097297 | 0.010269 | 9068.0815 | 8474.8426 | 7941.3785 | 22252.9298 | 20797.1307 | 19436.5721 | 18716.3325 | 17442.4908
VIC1 | Hydro | 0 | 0 | 0 | 0 | 0 | 0 | 0 | 0 | 0 | 0 | 0 | 0 | 0 | 0 | 0 | 0 | 0 | 0 | 0 | 0 | 0 | 0 | 0 | 0 | 0
VIC1 | Hydrogen Turbine | 0 | 0 | 0 | 0 | 0 | 0 | 0 | 0 | 0 | 0 | 0 | 0 | 0 | 0 | 0 | 0 | 0 | 0 | 0 | 0 | 0 | 0 | 0 | 0 | 0
VIC1 | Wind | 0 | 107423.287 | 100395.6012 | 134381.8136 | 125235.8082 | 731491.0646 | 683636.5149 | 655137.5655 | 780769.4876 | 888039.6754 | 1104334.0267 | 1123498.6557 | 1239326.3305 | 1337427.9091 | 1416890.0611 | 1483649.8287 | 1382671.9758 | 1292216.8011 | 1207679.2547 | 1131659.5634 | 1054638.3216 | 985643.3588 | 921162.0187 | 865145.363 | 806263.207
VIC1 | Solar PV | 0 | 0.4893 | 0.46192 | 0.43653 | 0.44484 | 0.416 | 0.38884 | 0.36446 | 0.34037 | 0.3193 | 0.29901 | 0.28021 | 0.26116 | 0.24427 | 0.22841 | 0.21462 | 0.20049 | 0.18999 | 0.17854 | 0.17757 | 0.16901 | 0.29063 | 9105.7878 | 14967.9809 | 19604.8876
VIC1 | Grid Battery | 0 | 0.088576 | 0.30167 | 0.38017 | 0.35435 | 18326.4594 | 17127.5326 | 40715.0833 | 60377.7115 | 79048.536 | 132629.5183 | 124280.8992 | 115822.2879 | 108245.1305 | 101163.6745 | 94795.7335 | 88343.8957 | 82564.4683 | 77163.056 | 72305.8802 | 67384.7971 | 62976.4249 | 58856.5239 | 55151.6659 | 51398.021
VIC1 | PHES | 0 | 0 | 0 | 0 | 148609.6668 | 310683.3489 | 290358.2706 | 272081.1112 | 253563.1527 | 236974.9099 | 221471.8791 | 207530.906 | 193406.2622 | 180753.5162 | 168928.52 | 158294.9899 | 147521.3644 | 137870.4345 | 128850.8738 | 120740.1085 | 112522.4844 | 105161.201 | 98281.4964 | 92094.9791 | 85826.9549
VIC1 | VPP | 0 | 0 | 0 | 0 | 0 | 0 | 0 | 0 | 0 | 0 | 0 | 0 | 0 | 0 | 0 | 0 | 0 | 0 | 0 | 0 | 0 | 0 | 0 | 0 | 0
Total excluding storage |  | 0 | 107423.872 | 100396.3719 | 134382.6379 | 273846.2835 | 1060501.2979 | 991122.7199 | 967934.1374 | 1094710.7054 | 1204063.4553 | 1458435.7378 | 1455310.7554 | 1548555.1554 | 1626426.8139 | 1686982.4974 | 1736740.7807 | 1618537.4515 | 1521719.9827 | 1422168.2125 | 1332647.1152 | 1256798.7086 | 1174578.4128 | 1106842.4067 | 1046076.3301 | 980535.5695
Region | Technology | 2024-25 | 2025-26 | 2026-27 | 2027-28 | 2028-29 | 2029-30 | 2030-31 | 2031-32 | 2032-33 | 2033-34 | 2034-35 | 2035-36 | 2036-37 | 2037-38 | 2038-39 | 2039-40 | 2040-41 | 2041-42 | 2042-43 | 2043-44 | 2044-45 | 2045-46 | 2046-47 | 2047-48 | 2048-49
SA1 | Black Coal | 0 | 0 | 0 | 0 | 0 | 0 | 0 | 0 | 0 | 0 | 0 | 0 | 0 | 0 | 0 | 0 | 0 | 0 | 0 | 0 | 0 | 0 | 0 | 0 | 0
SA1 | Brown Coal | 0 | 0 | 0 | 0 | 0 | 0 | 0 | 0 | 0 | 0 | 0 | 0 | 0 | 0 | 0 | 0 | 0 | 0 | 0 | 0 | 0 | 0 | 0 | 0 | 0
SA1 | CCGT | 0 | 0.00021185 | 0.00019799 | 0.00018553 | 0.0001729 | 0.00016159 | 0.0036534 | 0.003522 | 0.0037489 | 0.0043899 | 0.0043956 | 0.0041189 | 0.0038386 | 0.0058311 | 0.0054496 | 0.0051306 | 0.0055619 | 0.0085552 | 0.0079955 | 0.0084908 | 0.007913 | 0.0077518 | 0.0097754 | 0.0094071 | 0.0087789
SA1 | Gas - Steam | 0 | 0 | 0 | 0 | 0 | 0 | 0 | 0 | 0 | 0 | 0 | 0 | 0 | 0 | 0 | 0 | 0 | 0 | 0 | 0 | 0 | 0 | 0 | 0 | 0
SA1 | OCGT / Diesel | 0 | 0.0069068 | 0.0071275 | 0.0075077 | 0.0092224 | 0.0088465 | 0.0093519 | 0.009276 | 0.0095542 | 0.0095289 | 0.010165 | 0.0099123 | 0.0096307 | 8045.3291 | 7518.9992 | 7045.7014 | 6566.168 | 23401.4555 | 21870.5192 | 21447.3038 | 21876.9899 | 20445.785 | 19108.2105 | 17905.4076 | 16686.7578
SA1 | Hydro | 0 | 0 | 0 | 0 | 0 | 0 | 0 | 0 | 0 | 0 | 0 | 0 | 0 | 0 | 0 | 0 | 0 | 0 | 0 | 0 | 0 | 0 | 0 | 0 | 0
SA1 | Hydrogen Turbine | 0 | 0 | 0 | 0 | 0 | 0 | 0 | 0 | 0 | 0 | 0 | 0 | 0 | 0 | 0 | 0 | 0 | 0 | 0 | 0 | 0 | 0 | 0 | 0 | 0
SA1 | Wind | 0 | 0.11349 | 82450.6257 | 222619.4586 | 321748.8669 | 359014.0915 | 335527.1882 | 314406.7845 | 293008.1223 | 273839.3675 | 255924.6433 | 239814.9754 | 223493.0647 | 208872.0253 | 195207.5025 | 182919.7928 | 170470.1951 | 159317.9431 | 148895.2782 | 139522.7806 | 130026.8672 | 122444.8328 | 128727.3239 | 125127.992 | 116611.7336
SA1 | Solar PV | 0 | 0.035946 | 0.10093 | 33737.913 | 42684.8623 | 39892.3946 | 37282.6119 | 34935.7863 | 32558.0417 | 30428.0767 | 28437.4551 | 26647.4049 | 24833.771 | 23209.1323 | 21690.778 | 20325.4108 | 18942.055 | 17702.8568 | 16544.7308 | 15503.3394 | 14448.1762 | 28940.0313 | 32493.9017 | 30448.5121 | 28376.1745
SA1 | Grid Battery | 0 | 0.04811 | 1800.9515 | 2701.9536 | 2518.0578 | 2353.3253 | 2199.3696 | 2060.9263 | 1920.6592 | 1795.0091 | 1677.5791 | 1571.9812 | 1464.9922 | 1369.1534 | 1279.5839 | 1199.0388 | 1117.4338 | 1044.3664 | 976.0453 | 914.6081 | 19364.5261 | 21995.2665 | 20091.3971 | 18564.8204 | 17301.2929
SA1 | PHES | 0 | 0 | 0 | 0 | 0 | 0 | 0 | 0 | 0 | 0 | 0 | 0 | 0 | 0 | 0 | 0 | 0 | 0 | 0 | 0 | 0 | 0 | 0 | 0 | 0
SA1 | VPP | 0 | 0 | 0 | 0 | 0 | 0 | 0 | 0 | 0 | 0 | 0 | 0 | 0 | 0 | 0 | 0 | 0 | 0 | 0 | 0 | 0 | 0 | 0 | 0 | 0
Total excluding storage |  | 0 | 0.20466 | 84251.6855 | 259059.3329 | 366951.7964 | 401259.8204 | 375009.1828 | 351403.51 | 327486.8365 | 306062.4672 | 286039.6922 | 268034.3756 | 249791.8414 | 241495.6459 | 225696.869 | 211489.949 | 197095.8575 | 201466.6304 | 188286.5815 | 177388.0404 | 185716.5672 | 193825.9233 | 200420.843 | 192046.7414 | 178975.9676
Region | Technology | 2024-25 | 2025-26 | 2026-27 | 2027-28 | 2028-29 | 2029-30 | 2030-31 | 2031-32 | 2032-33 | 2033-34 | 2034-35 | 2035-36 | 2036-37 | 2037-38 | 2038-39 | 2039-40 | 2040-41 | 2041-42 | 2042-43 | 2043-44 | 2044-45 | 2045-46 | 2046-47 | 2047-48 | 2048-49
TAS1 | Black Coal | 0 | 0 | 0 | 0 | 0 | 0 | 0 | 0 | 0 | 0 | 0 | 0 | 0 | 0 | 0 | 0 | 0 | 0 | 0 | 0 | 0 | 0 | 0 | 0 | 0
TAS1 | Brown Coal | 0 | 0 | 0 | 0 | 0 | 0 | 0 | 0 | 0 | 0 | 0 | 0 | 0 | 0 | 0 | 0 | 0 | 0 | 0 | 0 | 0 | 0 | 0 | 0 | 0
TAS1 | CCGT | 0 | 0.0001907 | 0.00017822 | 0.000167 | 0.00015564 | 0.00014545 | 0.0031775 | 0.0031634 | 0.0031546 | 0.0030781 | 0.0029554 | 0.00288 | 0.0030117 | 0.0031261 | 0.0029469 | 0.0031416 | 0.0030777 | 0.0033804 | 0.0031674 | 0.0032786 | 0.003071 | 0.0028851 | 0.0028955 | 0.0029635 | 0.0029404
TAS1 | Gas - Steam | 0 | 0 | 0 | 0 | 0 | 0 | 0 | 0 | 0 | 0 | 0 | 0 | 0 | 0 | 0 | 0 | 0 | 0 | 0 | 0 | 0 | 0 | 0 | 0 | 0
TAS1 | OCGT / Diesel | 0 | 0.0065632 | 0.0066137 | 0.0070162 | 0.0085891 | 0.0086052 | 0.0091926 | 0.0091442 | 0.0091843 | 0.0091457 | 0.0090681 | 0.0091005 | 0.009136 | 0.009211 | 0.0090314 | 0.0092203 | 0.0092724 | 0.015165 | 0.014271 | 0.014472 | 0.013656 | 0.012881 | 0.012175 | 0.020237 | 0.018991
TAS1 | Hydro | 0 | 0 | 0 | 0 | 0 | 0 | 0 | 0 | 0 | 0 | 0 | 0 | 0 | 0 | 0 | 0 | 0 | 0 | 0 | 0 | 0 | 0 | 0 | 0 | 0
TAS1 | Hydrogen Turbine | 0 | 0 | 0 | 0 | 0 | 0 | 0 | 0 | 0 | 0 | 0 | 0 | 0 | 0 | 0 | 0 | 0 | 0 | 0 | 0 | 0 | 0 | 0 | 0 | 0
TAS1 | Wind | 0 | 0.13086 | 63171.5713 | 117528.0231 | 172141.3834 | 191416.568 | 215790.5765 | 202207.2267 | 258260.9438 | 264972.168 | 247637.5421 | 232049.525 | 216256.1434 | 202108.5477 | 188886.9475 | 176997.1065 | 184347.3594 | 172287.252 | 161016.1237 | 150880.6548 | 140611.6525 | 131412.7606 | 122815.6659 | 115084.7997 | 107252.08
TAS1 | Solar PV | 0 | 0.0078862 | 0.01438 | 0.014653 | 0.015648 | 0.014672 | 0.014844 | 0.023139 | 0.022456 | 0.021711 | 0.020403 | 50543.1335 | 47103.1465 | 44021.6333 | 41141.7135 | 38551.9707 | 35928.1071 | 33577.672 | 31381.0025 | 29405.6661 | 27404.3045 | 25611.5003 | 23935.983 | 22429.2868 | 20902.7418
TAS1 | Grid Battery | 0 | 0.035349 | 0.044597 | 0.046104 | 0.043826 | 0.041515 | 0.042344 | 0.04314 | 0.043988 | 0.044375 | 0.045783 | 0.046554 | 0.049609 | 0.057873 | 0.059053 | 0.062585 | 0.069643 | 0.10586 | 0.10005 | 0.10491 | 0.09903 | 0.086418 | 0.079214 | 0.1082 | 0.10183
TAS1 | PHES | 0 | 0 | 0 | 0 | 0.082137 | 0.084286 | 0.10197 | 0.1025 | 0.10249 | 0.10203 | 0.1033 | 0.10399 | 0.1233 | 0.14175 | 0.13523 | 0.16278 | 0.22624 | 2052.6347 | 1918.3513 | 1797.599 | 1675.2548 | 1565.6595 | 1463.2339 | 4277.9902 | 3986.8315
TAS1 | VPP | 0 | 0 | 0 | 0 | 0 | 0 | 0 | 0 | 0 | 0 | 0 | 0 | 0 | 0 | 0 | 0 | 0 | 0 | 0 | 0 | 0 | 0 | 0 | 0 | 0
Total excluding storage |  | 0 | 0.18085 | 63171.6371 | 117528.091 | 172141.5338 | 191416.7172 | 215790.748 | 202207.4078 | 258261.125 | 264972.3483 | 247637.7236 | 282592.821 | 263359.4749 | 246130.3929 | 230028.8672 | 215549.3149 | 220275.7747 | 207917.6831 | 194315.595 | 182084.0426 | 169691.3275 | 158590.0225 | 148214.9771 | 141792.208 | 132141.777

## O3C_Rehab Cost
Rehabilition cost by technology ($000s) - O3C, Progressive Change Scenario
Rehab | Real June 2023 dollars discounted to 1 July 2023
Explicitly modelled generation
Region | Technology | 2024-25 | 2025-26 | 2026-27 | 2027-28 | 2028-29 | 2029-30 | 2030-31 | 2031-32 | 2032-33 | 2033-34 | 2034-35 | 2035-36 | 2036-37 | 2037-38 | 2038-39 | 2039-40 | 2040-41 | 2041-42 | 2042-43 | 2043-44 | 2044-45 | 2045-46 | 2046-47 | 2047-48 | 2048-49
NEM | Black Coal | 0 | 0 | 0 | 0 | 0 | 0 | 0 | 0 | 0 | 0 | 0 | 0 | 0 | 0 | 0 | 0 | 0 | 0 | 0 | 0 | 0 | 0 | 0 | 0 | 0
NEM | Brown Coal | 0 | 0 | 0 | 0 | 0 | 0 | 0 | 0 | 0 | 0 | 0 | 0 | 0 | 0 | 0 | 0 | 0 | 0 | 0 | 0 | 0 | 0 | 0 | 0 | 0
NEM | CCGT | 0 | 0 | 0 | 0 | 0 | 0 | 0 | 0 | 0 | 0 | 0 | 0 | 0 | 0 | 0 | 0 | 0 | 0 | 0 | 0 | 0 | 0 | 0 | 0 | 0
NEM | Gas - Steam | 0 | 0 | 0 | 0 | 0 | 0 | 0 | 0 | 0 | 0 | 0 | 0 | 0 | 0 | 0 | 0 | 0 | 0 | 0 | 0 | 0 | 0 | 0 | 0 | 0
NEM | OCGT / Diesel | 0 | 0 | 0 | 0 | 0 | 0 | 0 | 0 | 0 | 0 | 0 | 0 | 0 | 0 | 0 | 0 | 0 | 0 | 0 | 0 | 0 | 0 | 0 | 0 | 0
NEM | Hydro | 0 | 0 | 0 | 0 | 0 | 0 | 0 | 0 | 0 | 0 | 0 | 0 | 0 | 0 | 0 | 0 | 0 | 0 | 0 | 0 | 0 | 0 | 0 | 0 | 0
NEM | Hydrogen Turbine | 0 | 0 | 0 | 0 | 0 | 0 | 0 | 0 | 0 | 0 | 0 | 0 | 0 | 0 | 0 | 0 | 0 | 0 | 0 | 0 | 0 | 0 | 0 | 0 | 0
NEM | Wind | 0 | 0 | 0 | 0 | 0 | 0 | 0 | 0 | 0 | 0 | 0 | 0 | 0 | 0 | 0 | 0 | 0 | 0 | 0 | 0 | 0 | 0 | 0 | 0 | 0
NEM | Solar PV | 0 | 0 | 0 | 0 | 0 | 0 | 0 | 0 | 0 | 0 | 0 | 0 | 0 | 0 | 0 | 0 | 0 | 0 | 0 | 0 | 0 | 0 | 0 | 0 | 0
NEM | Grid Battery | 0 | 0 | 0 | 0 | 0 | 0 | 0 | 0 | 0 | 0 | 0 | 0 | 0 | 0 | 0 | 0 | 0 | 0 | 0 | 0 | 0 | 0 | 0 | 0 | 0
NEM | PHES | 0 | 0 | 0 | 0 | 0 | 0 | 0 | 0 | 0 | 0 | 0 | 0 | 0 | 0 | 0 | 0 | 0 | 0 | 0 | 0 | 0 | 0 | 0 | 0 | 0
NEM | VPP | 0 | 0 | 0 | 0 | 0 | 0 | 0 | 0 | 0 | 0 | 0 | 0 | 0 | 0 | 0 | 0 | 0 | 0 | 0 | 0 | 0 | 0 | 0 | 0 | 0
Total excluding storage |  | 0 | 0 | 0 | 0 | 0 | 0 | 0 | 0 | 0 | 0 | 0 | 0 | 0 | 0 | 0 | 0 | 0 | 0 | 0 | 0 | 0 | 0 | 0 | 0 | 0
Region | Technology | 2024-25 | 2025-26 | 2026-27 | 2027-28 | 2028-29 | 2029-30 | 2030-31 | 2031-32 | 2032-33 | 2033-34 | 2034-35 | 2035-36 | 2036-37 | 2037-38 | 2038-39 | 2039-40 | 2040-41 | 2041-42 | 2042-43 | 2043-44 | 2044-45 | 2045-46 | 2046-47 | 2047-48 | 2048-49
NSW1 | Black Coal | 0 | 0 | 0 | 0 | 0 | 0 | 0 | 0 | 0 | 0 | 0 | 0 | 0 | 0 | 0 | 0 | 0 | 0 | 0 | 0 | 0 | 0 | 0 | 0 | 0
NSW1 | Brown Coal | 0 | 0 | 0 | 0 | 0 | 0 | 0 | 0 | 0 | 0 | 0 | 0 | 0 | 0 | 0 | 0 | 0 | 0 | 0 | 0 | 0 | 0 | 0 | 0 | 0
NSW1 | CCGT | 0 | 0 | 0 | 0 | 0 | 0 | 0 | 0 | 0 | 0 | 0 | 0 | 0 | 0 | 0 | 0 | 0 | 0 | 0 | 0 | 0 | 0 | 0 | 0 | 0
NSW1 | Gas - Steam | 0 | 0 | 0 | 0 | 0 | 0 | 0 | 0 | 0 | 0 | 0 | 0 | 0 | 0 | 0 | 0 | 0 | 0 | 0 | 0 | 0 | 0 | 0 | 0 | 0
NSW1 | OCGT / Diesel | 0 | 0 | 0 | 0 | 0 | 0 | 0 | 0 | 0 | 0 | 0 | 0 | 0 | 0 | 0 | 0 | 0 | 0 | 0 | 0 | 0 | 0 | 0 | 0 | 0
NSW1 | Hydro | 0 | 0 | 0 | 0 | 0 | 0 | 0 | 0 | 0 | 0 | 0 | 0 | 0 | 0 | 0 | 0 | 0 | 0 | 0 | 0 | 0 | 0 | 0 | 0 | 0
NSW1 | Hydrogen Turbine | 0 | 0 | 0 | 0 | 0 | 0 | 0 | 0 | 0 | 0 | 0 | 0 | 0 | 0 | 0 | 0 | 0 | 0 | 0 | 0 | 0 | 0 | 0 | 0 | 0
NSW1 | Wind | 0 | 0 | 0 | 0 | 0 | 0 | 0 | 0 | 0 | 0 | 0 | 0 | 0 | 0 | 0 | 0 | 0 | 0 | 0 | 0 | 0 | 0 | 0 | 0 | 0
NSW1 | Solar PV | 0 | 0 | 0 | 0 | 0 | 0 | 0 | 0 | 0 | 0 | 0 | 0 | 0 | 0 | 0 | 0 | 0 | 0 | 0 | 0 | 0 | 0 | 0 | 0 | 0
NSW1 | Grid Battery | 0 | 0 | 0 | 0 | 0 | 0 | 0 | 0 | 0 | 0 | 0 | 0 | 0 | 0 | 0 | 0 | 0 | 0 | 0 | 0 | 0 | 0 | 0 | 0 | 0
NSW1 | PHES | 0 | 0 | 0 | 0 | 0 | 0 | 0 | 0 | 0 | 0 | 0 | 0 | 0 | 0 | 0 | 0 | 0 | 0 | 0 | 0 | 0 | 0 | 0 | 0 | 0
NSW1 | VPP | 0 | 0 | 0 | 0 | 0 | 0 | 0 | 0 | 0 | 0 | 0 | 0 | 0 | 0 | 0 | 0 | 0 | 0 | 0 | 0 | 0 | 0 | 0 | 0 | 0
Total excluding storage |  | 0 | 0 | 0 | 0 | 0 | 0 | 0 | 0 | 0 | 0 | 0 | 0 | 0 | 0 | 0 | 0 | 0 | 0 | 0 | 0 | 0 | 0 | 0 | 0 | 0
Region | Technology | 2024-25 | 2025-26 | 2026-27 | 2027-28 | 2028-29 | 2029-30 | 2030-31 | 2031-32 | 2032-33 | 2033-34 | 2034-35 | 2035-36 | 2036-37 | 2037-38 | 2038-39 | 2039-40 | 2040-41 | 2041-42 | 2042-43 | 2043-44 | 2044-45 | 2045-46 | 2046-47 | 2047-48 | 2048-49
QLD1 | Black Coal | 0 | 0 | 0 | 0 | 0 | 0 | 0 | 0 | 0 | 0 | 0 | 0 | 0 | 0 | 0 | 0 | 0 | 0 | 0 | 0 | 0 | 0 | 0 | 0 | 0
QLD1 | Brown Coal | 0 | 0 | 0 | 0 | 0 | 0 | 0 | 0 | 0 | 0 | 0 | 0 | 0 | 0 | 0 | 0 | 0 | 0 | 0 | 0 | 0 | 0 | 0 | 0 | 0
QLD1 | CCGT | 0 | 0 | 0 | 0 | 0 | 0 | 0 | 0 | 0 | 0 | 0 | 0 | 0 | 0 | 0 | 0 | 0 | 0 | 0 | 0 | 0 | 0 | 0 | 0 | 0
QLD1 | Gas - Steam | 0 | 0 | 0 | 0 | 0 | 0 | 0 | 0 | 0 | 0 | 0 | 0 | 0 | 0 | 0 | 0 | 0 | 0 | 0 | 0 | 0 | 0 | 0 | 0 | 0
QLD1 | OCGT / Diesel | 0 | 0 | 0 | 0 | 0 | 0 | 0 | 0 | 0 | 0 | 0 | 0 | 0 | 0 | 0 | 0 | 0 | 0 | 0 | 0 | 0 | 0 | 0 | 0 | 0
QLD1 | Hydro | 0 | 0 | 0 | 0 | 0 | 0 | 0 | 0 | 0 | 0 | 0 | 0 | 0 | 0 | 0 | 0 | 0 | 0 | 0 | 0 | 0 | 0 | 0 | 0 | 0
QLD1 | Hydrogen Turbine | 0 | 0 | 0 | 0 | 0 | 0 | 0 | 0 | 0 | 0 | 0 | 0 | 0 | 0 | 0 | 0 | 0 | 0 | 0 | 0 | 0 | 0 | 0 | 0 | 0
QLD1 | Wind | 0 | 0 | 0 | 0 | 0 | 0 | 0 | 0 | 0 | 0 | 0 | 0 | 0 | 0 | 0 | 0 | 0 | 0 | 0 | 0 | 0 | 0 | 0 | 0 | 0
QLD1 | Solar PV | 0 | 0 | 0 | 0 | 0 | 0 | 0 | 0 | 0 | 0 | 0 | 0 | 0 | 0 | 0 | 0 | 0 | 0 | 0 | 0 | 0 | 0 | 0 | 0 | 0
QLD1 | Grid Battery | 0 | 0 | 0 | 0 | 0 | 0 | 0 | 0 | 0 | 0 | 0 | 0 | 0 | 0 | 0 | 0 | 0 | 0 | 0 | 0 | 0 | 0 | 0 | 0 | 0
QLD1 | PHES | 0 | 0 | 0 | 0 | 0 | 0 | 0 | 0 | 0 | 0 | 0 | 0 | 0 | 0 | 0 | 0 | 0 | 0 | 0 | 0 | 0 | 0 | 0 | 0 | 0
QLD1 | VPP | 0 | 0 | 0 | 0 | 0 | 0 | 0 | 0 | 0 | 0 | 0 | 0 | 0 | 0 | 0 | 0 | 0 | 0 | 0 | 0 | 0 | 0 | 0 | 0 | 0
Total excluding storage |  | 0 | 0 | 0 | 0 | 0 | 0 | 0 | 0 | 0 | 0 | 0 | 0 | 0 | 0 | 0 | 0 | 0 | 0 | 0 | 0 | 0 | 0 | 0 | 0 | 0
Region | Technology | 2024-25 | 2025-26 | 2026-27 | 2027-28 | 2028-29 | 2029-30 | 2030-31 | 2031-32 | 2032-33 | 2033-34 | 2034-35 | 2035-36 | 2036-37 | 2037-38 | 2038-39 | 2039-40 | 2040-41 | 2041-42 | 2042-43 | 2043-44 | 2044-45 | 2045-46 | 2046-47 | 2047-48 | 2048-49
VIC1 | Black Coal | 0 | 0 | 0 | 0 | 0 | 0 | 0 | 0 | 0 | 0 | 0 | 0 | 0 | 0 | 0 | 0 | 0 | 0 | 0 | 0 | 0 | 0 | 0 | 0 | 0
VIC1 | Brown Coal | 0 | 0 | 0 | 0 | 0 | 0 | 0 | 0 | 0 | 0 | 0 | 0 | 0 | 0 | 0 | 0 | 0 | 0 | 0 | 0 | 0 | 0 | 0 | 0 | 0
VIC1 | CCGT | 0 | 0 | 0 | 0 | 0 | 0 | 0 | 0 | 0 | 0 | 0 | 0 | 0 | 0 | 0 | 0 | 0 | 0 | 0 | 0 | 0 | 0 | 0 | 0 | 0
VIC1 | Gas - Steam | 0 | 0 | 0 | 0 | 0 | 0 | 0 | 0 | 0 | 0 | 0 | 0 | 0 | 0 | 0 | 0 | 0 | 0 | 0 | 0 | 0 | 0 | 0 | 0 | 0
VIC1 | OCGT / Diesel | 0 | 0 | 0 | 0 | 0 | 0 | 0 | 0 | 0 | 0 | 0 | 0 | 0 | 0 | 0 | 0 | 0 | 0 | 0 | 0 | 0 | 0 | 0 | 0 | 0
VIC1 | Hydro | 0 | 0 | 0 | 0 | 0 | 0 | 0 | 0 | 0 | 0 | 0 | 0 | 0 | 0 | 0 | 0 | 0 | 0 | 0 | 0 | 0 | 0 | 0 | 0 | 0
VIC1 | Hydrogen Turbine | 0 | 0 | 0 | 0 | 0 | 0 | 0 | 0 | 0 | 0 | 0 | 0 | 0 | 0 | 0 | 0 | 0 | 0 | 0 | 0 | 0 | 0 | 0 | 0 | 0
VIC1 | Wind | 0 | 0 | 0 | 0 | 0 | 0 | 0 | 0 | 0 | 0 | 0 | 0 | 0 | 0 | 0 | 0 | 0 | 0 | 0 | 0 | 0 | 0 | 0 | 0 | 0
VIC1 | Solar PV | 0 | 0 | 0 | 0 | 0 | 0 | 0 | 0 | 0 | 0 | 0 | 0 | 0 | 0 | 0 | 0 | 0 | 0 | 0 | 0 | 0 | 0 | 0 | 0 | 0
VIC1 | Grid Battery | 0 | 0 | 0 | 0 | 0 | 0 | 0 | 0 | 0 | 0 | 0 | 0 | 0 | 0 | 0 | 0 | 0 | 0 | 0 | 0 | 0 | 0 | 0 | 0 | 0
VIC1 | PHES | 0 | 0 | 0 | 0 | 0 | 0 | 0 | 0 | 0 | 0 | 0 | 0 | 0 | 0 | 0 | 0 | 0 | 0 | 0 | 0 | 0 | 0 | 0 | 0 | 0
VIC1 | VPP | 0 | 0 | 0 | 0 | 0 | 0 | 0 | 0 | 0 | 0 | 0 | 0 | 0 | 0 | 0 | 0 | 0 | 0 | 0 | 0 | 0 | 0 | 0 | 0 | 0
Total excluding storage |  | 0 | 0 | 0 | 0 | 0 | 0 | 0 | 0 | 0 | 0 | 0 | 0 | 0 | 0 | 0 | 0 | 0 | 0 | 0 | 0 | 0 | 0 | 0 | 0 | 0
Region | Technology | 2024-25 | 2025-26 | 2026-27 | 2027-28 | 2028-29 | 2029-30 | 2030-31 | 2031-32 | 2032-33 | 2033-34 | 2034-35 | 2035-36 | 2036-37 | 2037-38 | 2038-39 | 2039-40 | 2040-41 | 2041-42 | 2042-43 | 2043-44 | 2044-45 | 2045-46 | 2046-47 | 2047-48 | 2048-49
SA1 | Black Coal | 0 | 0 | 0 | 0 | 0 | 0 | 0 | 0 | 0 | 0 | 0 | 0 | 0 | 0 | 0 | 0 | 0 | 0 | 0 | 0 | 0 | 0 | 0 | 0 | 0
SA1 | Brown Coal | 0 | 0 | 0 | 0 | 0 | 0 | 0 | 0 | 0 | 0 | 0 | 0 | 0 | 0 | 0 | 0 | 0 | 0 | 0 | 0 | 0 | 0 | 0 | 0 | 0
SA1 | CCGT | 0 | 0 | 0 | 0 | 0 | 0 | 0 | 0 | 0 | 0 | 0 | 0 | 0 | 0 | 0 | 0 | 0 | 0 | 0 | 0 | 0 | 0 | 0 | 0 | 0
SA1 | Gas - Steam | 0 | 0 | 0 | 0 | 0 | 0 | 0 | 0 | 0 | 0 | 0 | 0 | 0 | 0 | 0 | 0 | 0 | 0 | 0 | 0 | 0 | 0 | 0 | 0 | 0
SA1 | OCGT / Diesel | 0 | 0 | 0 | 0 | 0 | 0 | 0 | 0 | 0 | 0 | 0 | 0 | 0 | 0 | 0 | 0 | 0 | 0 | 0 | 0 | 0 | 0 | 0 | 0 | 0
SA1 | Hydro | 0 | 0 | 0 | 0 | 0 | 0 | 0 | 0 | 0 | 0 | 0 | 0 | 0 | 0 | 0 | 0 | 0 | 0 | 0 | 0 | 0 | 0 | 0 | 0 | 0
SA1 | Hydrogen Turbine | 0 | 0 | 0 | 0 | 0 | 0 | 0 | 0 | 0 | 0 | 0 | 0 | 0 | 0 | 0 | 0 | 0 | 0 | 0 | 0 | 0 | 0 | 0 | 0 | 0
SA1 | Wind | 0 | 0 | 0 | 0 | 0 | 0 | 0 | 0 | 0 | 0 | 0 | 0 | 0 | 0 | 0 | 0 | 0 | 0 | 0 | 0 | 0 | 0 | 0 | 0 | 0
SA1 | Solar PV | 0 | 0 | 0 | 0 | 0 | 0 | 0 | 0 | 0 | 0 | 0 | 0 | 0 | 0 | 0 | 0 | 0 | 0 | 0 | 0 | 0 | 0 | 0 | 0 | 0
SA1 | Grid Battery | 0 | 0 | 0 | 0 | 0 | 0 | 0 | 0 | 0 | 0 | 0 | 0 | 0 | 0 | 0 | 0 | 0 | 0 | 0 | 0 | 0 | 0 | 0 | 0 | 0
SA1 | PHES | 0 | 0 | 0 | 0 | 0 | 0 | 0 | 0 | 0 | 0 | 0 | 0 | 0 | 0 | 0 | 0 | 0 | 0 | 0 | 0 | 0 | 0 | 0 | 0 | 0
SA1 | VPP | 0 | 0 | 0 | 0 | 0 | 0 | 0 | 0 | 0 | 0 | 0 | 0 | 0 | 0 | 0 | 0 | 0 | 0 | 0 | 0 | 0 | 0 | 0 | 0 | 0
Total excluding storage |  | 0 | 0 | 0 | 0 | 0 | 0 | 0 | 0 | 0 | 0 | 0 | 0 | 0 | 0 | 0 | 0 | 0 | 0 | 0 | 0 | 0 | 0 | 0 | 0 | 0
Region | Technology | 2024-25 | 2025-26 | 2026-27 | 2027-28 | 2028-29 | 2029-30 | 2030-31 | 2031-32 | 2032-33 | 2033-34 | 2034-35 | 2035-36 | 2036-37 | 2037-38 | 2038-39 | 2039-40 | 2040-41 | 2041-42 | 2042-43 | 2043-44 | 2044-45 | 2045-46 | 2046-47 | 2047-48 | 2048-49
TAS1 | Black Coal | 0 | 0 | 0 | 0 | 0 | 0 | 0 | 0 | 0 | 0 | 0 | 0 | 0 | 0 | 0 | 0 | 0 | 0 | 0 | 0 | 0 | 0 | 0 | 0 | 0
TAS1 | Brown Coal | 0 | 0 | 0 | 0 | 0 | 0 | 0 | 0 | 0 | 0 | 0 | 0 | 0 | 0 | 0 | 0 | 0 | 0 | 0 | 0 | 0 | 0 | 0 | 0 | 0
TAS1 | CCGT | 0 | 0 | 0 | 0 | 0 | 0 | 0 | 0 | 0 | 0 | 0 | 0 | 0 | 0 | 0 | 0 | 0 | 0 | 0 | 0 | 0 | 0 | 0 | 0 | 0
TAS1 | Gas - Steam | 0 | 0 | 0 | 0 | 0 | 0 | 0 | 0 | 0 | 0 | 0 | 0 | 0 | 0 | 0 | 0 | 0 | 0 | 0 | 0 | 0 | 0 | 0 | 0 | 0
TAS1 | OCGT / Diesel | 0 | 0 | 0 | 0 | 0 | 0 | 0 | 0 | 0 | 0 | 0 | 0 | 0 | 0 | 0 | 0 | 0 | 0 | 0 | 0 | 0 | 0 | 0 | 0 | 0
TAS1 | Hydro | 0 | 0 | 0 | 0 | 0 | 0 | 0 | 0 | 0 | 0 | 0 | 0 | 0 | 0 | 0 | 0 | 0 | 0 | 0 | 0 | 0 | 0 | 0 | 0 | 0
TAS1 | Hydrogen Turbine | 0 | 0 | 0 | 0 | 0 | 0 | 0 | 0 | 0 | 0 | 0 | 0 | 0 | 0 | 0 | 0 | 0 | 0 | 0 | 0 | 0 | 0 | 0 | 0 | 0
TAS1 | Wind | 0 | 0 | 0 | 0 | 0 | 0 | 0 | 0 | 0 | 0 | 0 | 0 | 0 | 0 | 0 | 0 | 0 | 0 | 0 | 0 | 0 | 0 | 0 | 0 | 0
TAS1 | Solar PV | 0 | 0 | 0 | 0 | 0 | 0 | 0 | 0 | 0 | 0 | 0 | 0 | 0 | 0 | 0 | 0 | 0 | 0 | 0 | 0 | 0 | 0 | 0 | 0 | 0
TAS1 | Grid Battery | 0 | 0 | 0 | 0 | 0 | 0 | 0 | 0 | 0 | 0 | 0 | 0 | 0 | 0 | 0 | 0 | 0 | 0 | 0 | 0 | 0 | 0 | 0 | 0 | 0
TAS1 | PHES | 0 | 0 | 0 | 0 | 0 | 0 | 0 | 0 | 0 | 0 | 0 | 0 | 0 | 0 | 0 | 0 | 0 | 0 | 0 | 0 | 0 | 0 | 0 | 0 | 0
TAS1 | VPP | 0 | 0 | 0 | 0 | 0 | 0 | 0 | 0 | 0 | 0 | 0 | 0 | 0 | 0 | 0 | 0 | 0 | 0 | 0 | 0 | 0 | 0 | 0 | 0 | 0
Total excluding storage |  | 0 | 0 | 0 | 0 | 0 | 0 | 0 | 0 | 0 | 0 | 0 | 0 | 0 | 0 | 0 | 0 | 0 | 0 | 0 | 0 | 0 | 0 | 0 | 0 | 0

## O3C_REZ Tx Cost
REZ transmission expansion cost by region ($000s) - O3C, Progressive Change Scenario
REZ Expansion | Real June 2023 dollars discounted to 1 July 2023. As with the total capital costs, the REZ transmission expansion costs are annualised for modelling purposes. Build costs do not include capital costs of existing, committed and anticipated transmission projects since there will be no difference in these costs between the Base Case and option case.
Explicitly modelled generation
Region | Technology | 2024-25 | 2025-26 | 2026-27 | 2027-28 | 2028-29 | 2029-30 | 2030-31 | 2031-32 | 2032-33 | 2033-34 | 2034-35 | 2035-36 | 2036-37 | 2037-38 | 2038-39 | 2039-40 | 2040-41 | 2041-42 | 2042-43 | 2043-44 | 2044-45 | 2045-46 | 2046-47 | 2047-48 | 2048-49
NSW1 | Transmission | 5664.3641 | 20811.8313 | 46033.766 | 72941.6307 | 67977.1918 | 63571.5506 | 59412.6643 | 55672.8201 | 51883.7039 | 48489.4431 | 45317.2367 | 42464.6563 | 39574.4935 | 36985.5082 | 34565.8958 | 32390.0793 | 30185.5968 | 28210.8384 | 26365.2698 | 24705.6575 | 23024.18 | 21517.9256 | 20110.2112 | 18844.3358 | 17561.7827
QLD1 | Transmission | 89.5639 | 11589.6264 | 15512.1217 | 34412.1193 | 32074.8139 | 57709.5708 | 53934.1786 | 50539.1888 | 47100.7287 | 44198.5296 | 44707.6943 | 41893.4831 | 39042.1952 | 37966.6877 | 35765.3025 | 36693.3385 | 38357.7768 | 38559.8852 | 37910.845 | 37334.0013 | 36989.3941 | 35376.7393 | 46097.7316 | 43210.8834 | 46463.2133
VIC1 | Transmission | 0.00039351 | 6827.8415 | 6386.6873 | 5984.6651 | 13668.31 | 12784.1208 | 11947.7766 | 11195.7009 | 10433.7169 | 9869.8489 | 9224.1585 | 8682.9977 | 15849.0443 | 15793.7859 | 31328.4738 | 32418.0464 | 36879.7198 | 35177.3624 | 37035.0749 | 34703.831 | 32341.8733 | 30226.05 | 28248.645 | 26470.4799 | 24668.8878
SA1 | Transmission | 70.8373 | 66.2209 | 14853.7021 | 14924.0192 | 45152.4436 | 42817.543 | 40016.3955 | 37497.4869 | 34945.3919 | 32659.2451 | 30522.6592 | 28601.3521 | 26654.732 | 24910.965 | 23281.2761 | 21815.792 | 20437.7733 | 19147.4527 | 17894.8161 | 16768.3929 | 15692.4564 | 14665.8479 | 14487.8963 | 13575.9284 | 12859.3924
TAS1 | Transmission | 0.00015782 | 0.00075061 | 0.00074191 | 0.00076704 | 0.00078168 | 0.000809 | 909.9306 | 878.3996 | 1367.8308 | 1443.8986 | 1351.1683 | 1288.9206 | 1262.5426 | 1179.9466 | 1102.7544 | 1033.3396 | 963.0104 | 900.01 | 859.5002 | 825.0967 | 768.9406 | 726.0789 | 678.5787 | 635.8647 | 592.5878
NEM | Total | 5824.7659 | 39295.5209 | 82786.2778 | 128262.4351 | 158872.7601 | 176882.7861 | 166220.9456 | 155783.5964 | 145731.3722 | 136660.9652 | 131122.9171 | 122931.4099 | 122383.0077 | 116836.8934 | 126043.7025 | 124350.5958 | 126823.8771 | 121995.5486 | 120065.506 | 114336.9794 | 108816.8445 | 102512.6417 | 109623.0629 | 102737.4923 | 102145.8639

## O3C_USE+DSP Cost
USE+DSP cost by region ($000s) - O3C, Progressive Change Scenario
USE+DSP | Real June 2023 dollars discounted to 1 July 2023
Explicitly modelled generation
Region | Technology | 2024-25 | 2025-26 | 2026-27 | 2027-28 | 2028-29 | 2029-30 | 2030-31 | 2031-32 | 2032-33 | 2033-34 | 2034-35 | 2035-36 | 2036-37 | 2037-38 | 2038-39 | 2039-40 | 2040-41 | 2041-42 | 2042-43 | 2043-44 | 2044-45 | 2045-46 | 2046-47 | 2047-48 | 2048-49
NSW1 | USE+DSP | 0.14785 | 49280.3656 | 1692.6808 | 21743.773 | 17267.605 | 257563.212 | 0.15095 | 0.15095 | 0.15183 | 0.15519 | 0.1594 | 0.1558 | 0.15554 | 40.2939 | 0.15877 | 0.16163 | 0.17005 | 14450.0347 | 5859.0791 | 647.1009 | 651.3783 | 849.5 | 7652.7916 | 493.9925 | 509.8602
QLD1 | USE+DSP | 0.020419 | 0.023876 | 115.3331 | 40529.1557 | 28406.7735 | 97927.6601 | 0.01929 | 0.019612 | 0.019839 | 74.1446 | 15744.4767 | 21955.4684 | 0.020779 | 23569.9715 | 0.02132 | 4310.553 | 0.023783 | 1407.5383 | 411.4681 | 6287.7023 | 2042.6397 | 641.0076 | 21501.2401 | 0.025323 | 1936.0857
VIC1 | USE+DSP | 0.027747 | 0.030728 | 70.1334 | 2738.2716 | 2709.8606 | 187819.7613 | 0.026508 | 0.026468 | 0.026682 | 0.027758 | 0.02825 | 0.02769 | 0.027234 | 0.027817 | 0.027684 | 0.02821 | 0.02932 | 7662.4525 | 0.029656 | 524.955 | 5751.8704 | 705.9384 | 6585.3042 | 4678.5843 | 143.1828
SA1 | USE+DSP | 0.0234 | 0.026602 | 2161.95 | 5273.5667 | 4476.2134 | 97570.1131 | 0.022006 | 0.021918 | 27.8774 | 0.02288 | 0.023619 | 8.8198 | 0.022768 | 16233.9614 | 930.1683 | 0.024161 | 31.3055 | 1894.0672 | 0.025841 | 881.2546 | 1217.565 | 1119.697 | 969.8326 | 870.41 | 233.3357
TAS1 | USE+DSP | 0.013261 | 0.013148 | 0.013101 | 0.0131 | 0.013086 | 0.013056 | 0.013033 | 0.013034 | 0.013006 | 0.013027 | 0.013014 | 0.013019 | 0.013265 | 0.013564 | 0.013298 | 0.013763 | 0.013892 | 84.7318 | 0.013927 | 38.1881 | 102.3578 | 78.5491 | 39.3027 | 63.3373 | 45.1666
NEM | Total | 0.23268 | 49280.46 | 4040.1104 | 70284.7801 | 52860.4657 | 640880.7596 | 0.23178 | 0.23199 | 28.0888 | 74.3634 | 15744.701 | 21964.4847 | 0.23959 | 39844.2682 | 930.3894 | 4310.7808 | 31.5426 | 25498.8245 | 6270.6166 | 8379.2009 | 9765.8111 | 3394.6921 | 36748.4712 | 6106.3495 | 2867.6311