## Cover
HumeLink market modelling outcomes
Step Change scenario
Transgrid | 13 May 2024

## Release notice
Notice
Ernst & Young (“EY”) was engaged on the instructions NSW Electricity Networks Operations Pty Limited as trustee for NSW Electricity Networks Operations Trust ("Transgrid" or the “Client”) to undertake market modelling of system costs and benefits to forecast the gross benefit of HumeLink (the “Project”), in accordance with the purchase order dated 27 November 2023 (“the Engagement Agreement”). The results of EY’s work, including the assumptions and qualifications made in preparing the workbook ("Workbook") are set out in EY's report (“Report”) dated 28 February 2024. The Workbook and Report should be read in conjunction with each other and in their entirety including this release notice, the applicable scope of the work and any limitations. A reference to the Report includes any part of the Report. EY has prepared the Workbook for the benefit of the Client and has considered only the interest of the Client. EY has not been engaged to act, and has not acted, as advisor to any other party. Accordingly, EY makes no representations as to the appropriateness, accuracy or completeness of the Workbook for any other party's purposes. Our work commenced on 28 November 2023 and was completed on 6 February 2024. Therefore, our Workbook does not take account of events or circumstances arising after 6 February 2024 and we have no responsibility to update the Workbook for such events or circumstances. No reliance may be placed upon the Workbook or any of its contents by any party other than the Client (“Third Parties” or “you”). Any Third Parties receiving a copy of the Workbook must make and rely on their own enquiries in relation to the issues to which the Workbook relates, the contents of the Workbook and all matters arising from or relating to or in any way connected with the Workbook or its contents. EY disclaims all responsibility to any Third Parties for any loss or liability that the Third Parties may suffer or incur arising from or relating to or in any way connected with the contents of the Workbook, the provision of the Workbook to the Third Parties or the reliance upon the Workbook by the Third Parties. No claim or demand or any actions or proceedings may be brought against EY arising from or connected with the contents of the Workbook or the provision of the Workbook to the Third Parties. EY will be released and forever discharged from any such claims, demands, actions or proceedings. In preparing this Workbook EY has considered and relied upon information provided to us by the Client and other stakeholders engaged in the process and other sources believed to be reliable and accurate. EY has not been informed that any information supplied to it, or obtained from public sources, was false or that any material information has been withheld from it. EY does not imply, and it should not be construed that EY has performed an audit, verification or due diligence procedures on any of the information provided to us. EY has not independently verified, nor accept any responsibility or liability for independently verifying, any such information nor does EY make any representation as to the accuracy or completeness of the information. Neither EY nor any member or employee thereof undertakes responsibility in any way whatsoever or liability for any loss or damage to any person in respect of errors in this Workbook arising from incorrect information provided to EY. Modelling work performed as part of our scope inherently requires assumptions about future behaviours and market interactions, which may result in forecasts that deviate from future conditions. There will usually be differences between estimated and actual outcomes, because events and circumstances frequently do not occur as expected, and those differences may be material. EY takes no responsibility that the projected outcomes will be achieved. EY highlights that the analysis included in this Workbook does not constitute investment advice or a recommendation to you on a future course of action. EY provides no assurance that the scenarios that have been modelled will be accepted by any relevant authority or third party. EY has consented to the Workbook being published electronically on the Client’s websites for informational purposes only. EY has not consented to distribution or disclosure beyond this. The material contained in the Workbook, including the EY logo, is copyright. The copyright in the material contained in the Workbook itself, excluding EY logo, vests in the Client. The Workbook, including the EY logo, cannot be altered without prior written permission from EY. Readers are advised that the outcomes provided are based on many detailed assumptions underpinning the scenarios, and the key assumptions are described in the Report. These assumptions were selected by the Client. The modelled scenarios represent three possible future options for the development and operation of the National Electricity Market, and it must be acknowledged that many alternative futures exist. Alternative futures beyond those presented have not been evaluated as part of this Workbook. EY’s liability is limited by a scheme approved under Professional Standards Legislation.

## Version notes
Change log
2024-02-28 | 1 | HumeLink market modelling outcomes - Step Change scenario
2024-05-13 | 2 | Update to PHES and PHES Pump outcomes (generation and capacity) that were mis-reported in version 1.0.

## Abbreviations and notes
Acronyms
AEMO | Australian Energy Market Operator
CCGT | Closed cycle gas turbine
Diesel | Diesel generator
Distributed PV | PV non-scheduled generators and Rooftop PV
DSP | Demand-side participation
FOM | Fixed operations and maintenance
Gas - Steam | Gas-powered steam turbine
GWh | Gigawatt-hours
Grid Battery | Explicitly modelled existing and new entrant (8 hour or less) battery storage
MW | Megawatts
NEM | National Electricity Market
OCGT | Open cycle gas turbine
PHES | Pumped hydro energy storage
PV | Photovoltaic
REZ | Renewable energy zone
USE | Unserved energy
VOM | Variable operations and maintenance
VPP | Virtual power plants
Notes
1. BaseCase is the without HumeLink counterfactual.
2. Non-scheduled generation including Distributed PV is considered as a component of demand.
3. Entry of new generation and storage capacity, built of new REZ transmission and retirement of generator capacity where allowed to occur optionally as part of the least-cost solution occurs at the beginning of each financial year, on 1 July.
4. Build costs do not include capital costs of existing, committed and anticipated generators and transmission projects (including interconnector and REZ transmission projects) since there will be no difference in these costs between the Base Case and option case.
5. Tumut 3 generation is included in Hydro, whereas Tumut 3 pump is included in PHES Pump.

## ---Compare options---
Compare |  | O3C | to | BaseCase |  | 0 | 1 | 2 | 3 | 4 | 5 | 6 | 7 | 8 | 9 | 10 | 11 | 12 | 13 | 14 | 15 | 16 | 17 | 18 | 19 | 20 | 21 | 22 | 23 | 24
NEM discounted market benefits by year
Select region | NEM
[5 empty] | Real June 2023 dollars ($m) discounted to 1 July 2023 | 2024-25 | 2025-26 | 2026-27 | 2027-28 | 2028-29 | 2029-30 | 2030-31 | 2031-32 | 2032-33 | 2033-34 | 2034-35 | 2035-36 | 2036-37 | 2037-38 | 2038-39 | 2039-40 | 2040-41 | 2041-42 | 2042-43 | 2043-44 | 2044-45 | 2045-46 | 2046-47 | 2047-48 | 2048-49
|  |  |  | Build | Capex | 0 | 12.4559 | 52.1951 | 56.2613 | 241.6083 | 338.5144 | 306.9347 | 358.7192 | 365.1844 | 351.2793 | 327.1001 | 325.0448 | 298.0372 | 370.9885 | 318.1141 | 217.5564 | 292.7726 | 261.4308 | 240.6308 | 224.2343 | 219.4589 | 219.4427 | 232.2516 | 208.0827 | 229.6465
|  |  |  | FOM | FOM | 0 | 1.2757 | 6.0514 | 6.4874 | 17.9963 | 37.2934 | 31.357 | 41.0397 | 44.6639 | 39.5182 | 37.1895 | 34.4543 | 32.0229 | 46.2077 | 36.4495 | 17.963 | 33.1509 | 29.0895 | 26.2557 | 22.3888 | 22.4691 | 22.6005 | 25.6654 | 22.5427 | 25.6019
|  |  |  | Fuel | Fuel | 23.3695 | 12.0836 | 15.4436 | 8.6602 | -8.8437 | 1.7251 | 20.3873 | 36.6779 | 15.8988 | -5.3118 | -9.4818 | 4.5805 | 1.701 | 14.6469 | 10.7273 | 16.8664 | -3.9967 | 12.7895 | 9.9385 | 4.2805 | 8.4211 | 6.6663 | 3.2098 | 10.534 | -3.6155
|  |  |  | VOM | VOM | 0.94413 | 0.4775 | 0.07214 | 0.54152 | -15.4168 | -28.4437 | -32.4347 | -29.8116 | -35.3715 | -26.8085 | -22.0066 | -22.6438 | -21.4462 | -19.375 | -13.0742 | -8.0235 | -10.6688 | -10.5875 | -11.0453 | -7.3597 | -7.0732 | -7.3548 | -6.1632 | -4.7906 | -5.2211
|  |  |  | REZ Tx | REZ Expansion | 0.43449 | 1.1275 | 0.6997 | 2.2834 | 5.8603 | 8.0798 | 7.6054 | 9.3718 | 8.0224 | 2.3729 | 2.9557 | 5.9358 | 6.4833 | -5.1061 | 5.2663 | 9.5956 | 5.3816 | 5.7471 | 6.4265 | 18.2784 | 17.2497 | 21.6444 | 17.5714 | 18.0589 | 18.2827
|  |  |  | USE+DSP | USE+DSP | 0.060649 | 0.069925 | 0.87311 | 29.741 | 12.4683 | 118.4384 | 3.8242 | 7.0862 | 16.3149 | 26.2103 | 24.3237 | 35.403 | 37.6821 | 42.9512 | 33.5629 | 25.9306 | 11.6851 | 16.7019 | 17.8753 | 13.0906 | 9.7732 | 4.9228 | -10.8811 | -14.6854 | -1.072
|  |  |  | #REF! | Total annual market benefits | 24.8088 | 27.4901 | 75.335 | 103.9749 | 253.6727 | 475.6073 | 337.6739 | 423.0832 | 414.7129 | 387.2604 | 360.0804 | 382.7746 | 354.4802 | 450.3132 | 391.0459 | 279.8885 | 328.3247 | 315.1713 | 290.0816 | 274.913 | 270.2988 | 267.9218 | 261.6539 | 239.7424 | 263.6224
NEM discounted market benefits by year (cumulative)
[5 empty] | Real June 2023 dollars ($m) discounted to 1 July 2023 | 2024-25 | 2025-26 | 2026-27 | 2027-28 | 2028-29 | 2029-30 | 2030-31 | 2031-32 | 2032-33 | 2033-34 | 2034-35 | 2035-36 | 2036-37 | 2037-38 | 2038-39 | 2039-40 | 2040-41 | 2041-42 | 2042-43 | 2043-44 | 2044-45 | 2045-46 | 2046-47 | 2047-48 | 2048-49
|  |  |  | Build | Capex | 0 | 12.4559 | 64.651 | 120.9123 | 362.5206 | 701.035 | 1007.9696 | 1366.6888 | 1731.8732 | 2083.1525 | 2410.2525 | 2735.2973 | 3033.3345 | 3404.323 | 3722.4371 | 3939.9936 | 4232.7661 | 4494.1969 | 4734.8278 | 4959.062 | 5178.521 | 5397.9637 | 5630.2153 | 5838.298 | 6067.9445
|  |  |  | FOM | FOM | 0 | 1.2757 | 7.3271 | 13.8145 | 31.8108 | 69.1042 | 100.4612 | 141.5009 | 186.1648 | 225.683 | 262.8725 | 297.3268 | 329.3497 | 375.5574 | 412.0069 | 429.9699 | 463.1207 | 492.2102 | 518.4659 | 540.8548 | 563.3239 | 585.9244 | 611.5898 | 634.1326 | 659.7344
|  |  |  | Fuel | Fuel | 23.3695 | 35.4531 | 50.8967 | 59.5569 | 50.7132 | 52.4382 | 72.8256 | 109.5034 | 125.4022 | 120.0904 | 110.6086 | 115.1891 | 116.89 | 131.537 | 142.2643 | 159.1307 | 155.134 | 167.9235 | 177.8619 | 182.1425 | 190.5635 | 197.2299 | 200.4397 | 210.9736 | 207.3581
|  |  |  | VOM | VOM | 0.94413 | 1.4216 | 1.4938 | 2.0353 | -13.3815 | -41.8252 | -74.2599 | -104.0715 | -139.443 | -166.2515 | -188.2581 | -210.9019 | -232.3481 | -251.7231 | -264.7973 | -272.8208 | -283.4896 | -294.0771 | -305.1224 | -312.482 | -319.5553 | -326.9101 | -333.0733 | -337.8639 | -343.0849
|  |  |  | REZ Tx | REZ Expansion | 0.43449 | 1.5619 | 2.2616 | 4.5451 | 10.4054 | 18.4852 | 26.0906 | 35.4624 | 43.4848 | 45.8577 | 48.8134 | 54.7492 | 61.2325 | 56.1264 | 61.3927 | 70.9883 | 76.3699 | 82.117 | 88.5435 | 106.8219 | 124.0716 | 145.716 | 163.2874 | 181.3463 | 199.629
|  |  |  | USE+DSP | USE+DSP | 0.060649 | 0.13057 | 1.0037 | 30.7447 | 43.2131 | 161.6514 | 165.4756 | 172.5618 | 188.8767 | 215.0871 | 239.4107 | 274.8137 | 312.4958 | 355.447 | 389.01 | 414.9405 | 426.6256 | 443.3275 | 461.2029 | 474.2935 | 484.0667 | 488.9895 | 478.1083 | 463.423 | 462.3509
|  |  |  | #REF! | Total cumulative market benefits | 24.8088 | 52.2988 | 127.6339 | 231.6088 | 485.2815 | 960.8888 | 1298.5627 | 1721.6459 | 2136.3588 | 2523.6192 | 2883.6997 | 3266.4742 | 3620.9544 | 4071.2677 | 4462.3136 | 4742.2021 | 5070.5268 | 5385.6981 | 5675.7796 | 5950.6926 | 6220.9915 | 6488.9133 | 6750.5672 | 6990.3096 | 7253.9321
NEM capacity difference by year
Select region | NEM
[5 empty] | Capacity difference (GW) | 2024-25 | 2025-26 | 2026-27 | 2027-28 | 2028-29 | 2029-30 | 2030-31 | 2031-32 | 2032-33 | 2033-34 | 2034-35 | 2035-36 | 2036-37 | 2037-38 | 2038-39 | 2039-40 | 2040-41 | 2041-42 | 2042-43 | 2043-44 | 2044-45 | 2045-46 | 2046-47 | 2047-48 | 2048-49
[5 empty] | Black Coal | 0 | 0 | 0 | 0 | 0 | 0 | 0 | 0 | 0 | 0 | 0 | 0 | 0 | 0 | 0 | 0 | 0 | 0 | 0 | 0 | 0 | 0 | 0 | 0 | 0
[5 empty] | Brown Coal | 0 | 0 | 0 | 0 | 0 | 0 | 0 | 0 | 0 | 0 | 0 | 0 | 0 | 0 | 0 | 0 | 0 | 0 | 0 | 0 | 0 | 0 | 0 | 0 | 0
[5 empty] | CCGT | 0 | 0 | 0 | 0 | 0 | 0 | 0 | 0 | 0 | 0 | 0 | 0 | 0 | 0 | 0 | 0 | 0 | 0 | 0 | 0 | 0 | 0 | 0 | 0 | 0
[5 empty] | Gas - Steam | 0 | 0 | 0 | 0 | 0 | 0 | 0 | 0 | 0 | 0 | 0 | 0 | 0 | 0 | 0 | 0 | 0 | 0 | 0 | 0 | 0 | 0 | 0 | 0 | 0
[5 empty] | OCGT / Diesel | 0 | 0 | 0 | 0 | 0 | -1.9237e-07 | -1.9269e-07 | 3.9678e-07 | 2.837e-07 | 5.2374e-07 | 4.043e-07 | 0.095755 | 0.095755 | -1.4088 | -1.4088 | -1.4088 | -1.4088 | -1.372 | -1.372 | -1.4839 | -1.7645 | -1.7645 | -1.7645 | -1.7645 | -1.0691
[5 empty] | Hydro | 0 | 0 | 0 | 0 | 0 | 0 | 0 | 0 | 0 | 0 | 0 | 0 | 0 | 0 | 0 | 0 | 0 | 0 | 0 | 0 | 0 | 0 | 0 | 0 | 0
[5 empty] | Hydrogen Turbine | 0 | 0 | 0 | 0 | 0 | 0 | 0 | 0 | 0 | 0 | 0 | 0 | 0 | 0 | 0 | 0 | 0 | 0 | 0 | 0 | 0 | 0 | 0 | 0 | 0
[5 empty] | Wind | 0 | -0.058396 | -0.19835 | -0.21752 | -0.27842 | -0.66197 | -0.62656 | -0.62656 | 0.30575 | 1.3577 | 0.97636 | 0.97636 | 1.274 | 1.2037 | 1.4271 | 1.4051 | 1.4099 | 1.4099 | 1.4099 | 1.7107 | 1.7107 | 1.3069 | 1.0931 | 1.2774 | 0.84142
[5 empty] | Solar PV | 0 | 1.1191e-06 | -0.15708 | -0.21278 | -0.24466 | -0.87216 | -0.87216 | -1.4197 | -1.8358 | -2.9815 | -2.7055 | -2.7208 | -3.0195 | -4.0315 | -3.3098 | -2.5166 | -3.3361 | -3.2994 | -3.094 | -3.2582 | -3.2582 | -3.0735 | -4.1009 | -4.0227 | -3.7392
[5 empty] | Grid Battery | 0 | 9.5491e-07 | 1.797e-06 | 1.2435e-06 | 1.2493e-06 | -0.22349 | -0.22349 | -0.5358 | -1.4904 | -1.3826 | -1.2797 | -1.109 | -1.1995 | -1.7006 | -1.7006 | -0.55157 | -1.6655 | -1.4648 | -1.5415 | -1.4683 | -1.6004 | -1.6004 | -1.6004 | -1.6004 | -1.6004
[5 empty] | PHES | 0 | 0 | 0 | 0 | -0.80074 | -0.68858 | -0.68858 | -0.68858 | -0.7082 | -0.87845 | -0.87349 | -1.1371 | -1.1145 | -0.8413 | -0.8413 | -0.82225 | -0.98025 | -0.98253 | -0.98253 | -1.0106 | -1.0106 | -1.0194 | -1.0194 | -1.0194 | -1.4007
[5 empty] | VPP | 0 | 0 | 0 | 0 | 0 | 0 | 0 | 0 | 0 | 0 | 0 | 0 | 0 | 0 | 0 | 0 | 0 | 0 | 0 | 0 | 0 | 0 | 0 | 0 | 0
[5 empty] | Grid Battery Pump | 0 | 9.5491e-07 | 1.797e-06 | 1.2435e-06 | 1.2493e-06 | -0.22349 | -0.22349 | -0.5358 | -1.4904 | -1.3826 | -1.2797 | -1.109 | -1.1995 | -1.7006 | -1.7006 | -0.55157 | -1.6655 | -1.4648 | -1.5415 | -1.4683 | -1.6004 | -1.6004 | -1.6004 | -1.6004 | -1.6004
[5 empty] | PHES Pump | 0 | 0 | 0 | 0 | -0.80074 | -0.68858 | -0.68858 | -0.68858 | -0.7082 | -0.87845 | -0.87349 | -1.1371 | -1.1145 | -0.8413 | -0.8413 | -0.82225 | -0.98025 | -0.98253 | -0.98253 | -1.0106 | -1.0106 | -1.0194 | -1.0194 | -1.0194 | -1.4007
[5 empty] | VPP Pump | 0 | 0 | 0 | 0 | 0 | 0 | 0 | 0 | 0 | 0 | 0 | 0 | 0 | 0 | 0 | 0 | 0 | 0 | 0 | 0 | 0 | 0 | 0 | 0 | 0
NEM generation difference by year
Select region | NEM
[5 empty] | Sent-out generation difference (TWh)* | 2024-25 | 2025-26 | 2026-27 | 2027-28 | 2028-29 | 2029-30 | 2030-31 | 2031-32 | 2032-33 | 2033-34 | 2034-35 | 2035-36 | 2036-37 | 2037-38 | 2038-39 | 2039-40 | 2040-41 | 2041-42 | 2042-43 | 2043-44 | 2044-45 | 2045-46 | 2046-47 | 2047-48 | 2048-49
[5 empty] | Black Coal | -0.13405 | 0.016787 | 0.0090301 | 0.3953 | 0.1234 | 0.14187 | 0.016097 | 0.48595 | 0.32046 | 0.431 | 0.1319 | 0.16445 | 0.052748 | 0 | 0 | 0 | 0 | 0 | 0 | 0 | 0 | 0 | 0 | 0 | 0
[5 empty] | Brown Coal | 0.43149 | 0.26053 | 0.32102 | 0.20559 | 0.096207 | -0.0090864 | 0.0009079 | 0.33369 | -0.039567 | 0 | 0 | 0 | 0 | 0 | 0 | 0 | 0 | 0 | 0 | 0 | 0 | 0 | 0 | 0 | 0
[5 empty] | CCGT | -0.215 | -0.13843 | -0.33081 | -0.59849 | -0.22732 | -0.081451 | -0.25769 | 0.09383 | -0.04153 | 0.19305 | 0.32182 | 0.2642 | 0.13727 | -0.017015 | 0.23006 | 0.044055 | 0.34255 | 0.11065 | -0.044267 | 0.11904 | 0.11583 | 0.022695 | 0.011133 | 3.5481e-05 | 0.015004
[5 empty] | Gas - Steam | 0.00028163 | 0.009889 | 0.072419 | 0.1725 | 0.21884 | 0.074593 | -0.0074477 | 0.0037697 | 0.0074175 | -0.024344 | 0.10281 | 0.021587 | 0.05914 | -0.016326 | 0.013707 | 0 | 0 | 0 | 0 | 0 | 0 | 0 | 0 | 0 | 0
[5 empty] | OCGT / Diesel | -0.010816 | -0.011586 | -0.008585 | -0.026562 | 0.010711 | -0.045456 | -0.09417 | -0.61382 | -0.24033 | -0.060649 | -0.1076 | -0.25929 | -0.11711 | -0.19726 | -0.30504 | -0.3546 | -0.064826 | -0.35815 | -0.20475 | -0.15577 | -0.29681 | -0.21557 | -0.12132 | -0.36445 | 0.14177
[5 empty] | Hydro | -0.069977 | -0.056721 | 0.01508 | -2.3216e-05 | -0.078107 | 0.038363 | 0.05361 | 0.5763 | 0.88571 | -0.028503 | 0.25178 | 0.31357 | 0.78046 | 0.51209 | 0.2831 | 0.28195 | 0.46784 | 0.58263 | 0.55845 | 0.31371 | 0.47453 | 0.60325 | 0.61332 | 0.79299 | 0.8282
[5 empty] | Hydrogen Turbine | 0 | 0 | 0 | 0 | 0 | 0 | 0 | 0 | 0 | 0 | 0 | 0 | 0 | 0 | 0 | 0 | 0 | 0 | 0 | 0 | 0 | 0 | 0 | 0 | 0
[5 empty] | Wind | 0.065711 | -0.079414 | -0.21352 | -0.099402 | -0.25695 | 0.90302 | 0.91043 | 1.0812 | 2.197 | 4.458 | 3.7918 | 4.1402 | 4.4345 | 4.9867 | 4.511 | 3.7864 | 3.7239 | 3.5582 | 3.6114 | 4.2547 | 4.7024 | 3.9468 | 2.9511 | 3.1865 | 1.757
[5 empty] | Solar PV | -0.018802 | -0.010378 | 0.032375 | -0.026642 | -0.0045889 | -0.22195 | -0.020479 | -1.3669 | -2.8261 | -5.002 | -4.5043 | -4.5464 | -5.3032 | -5.2242 | -4.5153 | -3.6051 | -4.7989 | -4.2793 | -3.9367 | -4.8025 | -5.0124 | -4.4292 | -4.0092 | -4.3619 | -3.1821
[5 empty] | Grid Battery | 0.0066049 | -0.0087441 | -0.0079236 | 0.017932 | 0.019918 | -0.3457 | -0.39599 | -1.1085 | -3.1715 | -3.2114 | -2.5574 | -2.2822 | -2.6073 | -2.8119 | -2.8027 | -1.1912 | -2.7889 | -2.3284 | -2.3596 | -2.36 | -2.57 | -2.4746 | -2.0038 | -1.8928 | -1.5437
[5 empty] | PHES | -0.00043205 | -0.0034493 | 0.021423 | 0.037977 | -0.27875 | 1.1414 | 1.7907 | 1.1075 | 2.2538 | 1.0711 | 0.70996 | 0.41487 | 0.092438 | 1.4445 | 0.89533 | 0.017734 | 0.23648 | 0.39124 | 0.656 | 0.0379 | 0.26153 | 0.24373 | 0.14153 | -0.18756 | -0.30593
[5 empty] | VPP | 0.00059702 | -0.0021061 | -0.0010114 | 0.0039424 | 0.010714 | 0.064328 | 0.056893 | 0.071752 | 0.059098 | -0.048194 | 0.032498 | 0.0036372 | -0.020074 | 0.08836 | 0.078829 | -0.038281 | -0.00602 | 0.11271 | 0.078037 | -0.028578 | -0.0065441 | 0.10676 | 0.013635 | -0.013559 | 0.13897
[5 empty] | Grid Battery Pump | 0.0078218 | -0.010281 | -0.0094213 | 0.022779 | 0.021704 | -0.41701 | -0.48028 | -1.3429 | -3.8266 | -3.8837 | -3.0958 | -2.7491 | -3.155 | -3.4077 | -3.3725 | -1.4388 | -3.3817 | -2.8054 | -2.8507 | -2.8508 | -3.087 | -3.0171 | -2.4107 | -2.286 | -1.8658
[5 empty] | PHES Pump | -0.0035815 | -0.011189 | 0.099091 | 0.10448 | -0.39078 | 1.8234 | 2.4615 | 1.8606 | 3.1192 | 1.6388 | 1.1853 | 0.81987 | 0.6329 | 2.0757 | 1.3969 | 0.16272 | 0.65793 | 0.50361 | 1.2014 | 0.19128 | 0.55009 | 0.62241 | 0.38655 | -0.090604 | -0.14647
[5 empty] | VPP Pump | 0.0007024 | -0.0024377 | -0.0012286 | 0.0045328 | 0.01271 | 0.075679 | 0.066648 | 0.084942 | 0.068977 | -0.056551 | 0.039731 | 0.0026589 | -0.023335 | 0.10456 | 0.091043 | -0.043946 | -0.0052 | 0.12762 | 0.093369 | -0.03669 | 0.0019874 | 0.12098 | 0.013274 | -0.012944 | 0.16278
*Generation shown is sent-out, as is demand.
Central-West Orana capacity difference by year | [30 empty] | Far North QLD
Select REZ | Central-West Orana | [29 empty] | North Qld Clean Energy Hub
Northern Qld
[5 empty] | Capacity difference (MW) | 2024-25 | 2025-26 | 2026-27 | 2027-28 | 2028-29 | 2029-30 | 2030-31 | 2031-32 | 2032-33 | 2033-34 | 2034-35 | 2035-36 | 2036-37 | 2037-38 | 2038-39 | 2039-40 | 2040-41 | 2041-42 | 2042-43 | 2043-44 | 2044-45 | 2045-46 | 2046-47 | 2047-48 | 2048-49 | Isaac
[5 empty] | Solar PV | 0 | -0.00017107 | -0.00017252 | -366.4071 | -395.0099 | -986.217 | -986.217 | -1123.4667 | -1299.0165 | -1076.789 | -1076.789 | -1076.789 | -1076.789 | 0 | -590.7056 | -635.382 | -950.1401 | -950.1401 | -950.1401 | -2362.318 | -2362.318 | -2362.318 | -949.394 | -531.98 | 0 | Barcaldine
[5 empty] | Wind | 0 | 7.3363e-05 | -88.5412 | -82.5641 | -249.4039 | -572.848 | -572.848 | -572.848 | 0 | 0 | 0 | 0 | 0 | 0 | 0 | 0 | 0 | 0 | 0 | 0 | 0 | 0 | -322.889 | -322.889 | 0 | Fitzroy
[5 empty] | Offshore wind | 0 | 0 | 0 | 0 | 0 | 0 | 0 | 0 | 0 | 0 | 0 | 0 | 0 | 0 | 0 | 0 | 0 | 0 | 0 | 0 | 0 | 0 | 0 | 0 | 0 | Wide Bay
Darling Downs
Banana
North West NSW
New England
Central-West Orana
Broken Hill
South West NSW
Wagga Wagga
Tumut
Cooma-Monaro
Hunter-Central Coast
Ovens Murray
Central-West Orana generation difference by year | [30 empty] | Murray River
Select REZ | Central-West Orana | [29 empty] | Western Victoria
South West Victoria
[5 empty] | Sent-out generation difference (GWh)* | 2024-25 | 2025-26 | 2026-27 | 2027-28 | 2028-29 | 2029-30 | 2030-31 | 2031-32 | 2032-33 | 2033-34 | 2034-35 | 2035-36 | 2036-37 | 2037-38 | 2038-39 | 2039-40 | 2040-41 | 2041-42 | 2042-43 | 2043-44 | 2044-45 | 2045-46 | 2046-47 | 2047-48 | 2048-49 | Gippsland
[5 empty] | Solar PV | -1.2479 | -2.5219 | 33.2526 | -688.5015 | -676.0396 | -1357.986 | -1439.2386 | -1878.1453 | -2594.8255 | -2051.4901 | -2152.9831 | -2090.5602 | -2154.3749 | -1.2144 | -733.451 | -662.8313 | -1620.7448 | -1579.4364 | -1475.1106 | -4714.0135 | -4956.2753 | -4950.7804 | -1857.0098 | -1575.154 | -483.9207 | Central North VIC
[5 empty] | Wind | 0.29205 | 0.50548 | -188.2663 | -52.1959 | -613.0688 | -1283.5592 | -1250.2918 | -1240.1864 | 237.9628 | 175.6983 | 160.9687 | 199.9234 | 205.1699 | 0.83328 | 100.5429 | 130.0858 | 109.4008 | 144.9987 | 123.2429 | -8.468 | 3.9027 | 4.0958 | -904.3657 | -907.0088 | -43.4399 | South East SA
[5 empty] | Offshore wind | 0 | 0 | 0 | 0 | 0 | 0 | 0 | 0 | 0 | 0 | 0 | 0 | 0 | 0 | 0 | 0 | 0 | 0 | 0 | 0 | 0 | 0 | 0 | 0 | 0 | Riverland
Mid-North SA
Yorke Peninsula
Northern SA
Leigh Creek
Roxby Downs
Eastern Eyre Peninsula
Western Eyre Peninsula
North East Tasmania
North West Tasmania
Central Highlands
Hunter Coast
Illawarra Coast
Gippsland Coast
North West Tasmania Coast
Portland Coast
South East SA Coast

## BaseCase_CF
Annual capacity factor by technology - BaseCase, Step Change Scenario
Non-scheduled generation including Distributed PV is not shown.
Explicitly modelled generation
Region | Technology | 2024-25 | 2025-26 | 2026-27 | 2027-28 | 2028-29 | 2029-30 | 2030-31 | 2031-32 | 2032-33 | 2033-34 | 2034-35 | 2035-36 | 2036-37 | 2037-38 | 2038-39 | 2039-40 | 2040-41 | 2041-42 | 2042-43 | 2043-44 | 2044-45 | 2045-46 | 2046-47 | 2047-48 | 2048-49
NEM | Black Coal | 55.76% | 44.1% | 47.02% | 43.78% | 41.43% | 38.08% | 41.89% | 43.75% | 45% | 51.66% | 50.19% | 46.27% | 49.33% | - | - | - | - | - | - | - | - | - | - | - | -
NEM | Brown Coal | 52.25% | 52.05% | 46.32% | 47.32% | 46.91% | 46.12% | 45.9% | 45.82% | 49.91% | - | - | - | - | - | - | - | - | - | - | - | - | - | - | - | -
NEM | CCGT | 7.96% | 10.49% | 9.675% | 13.91% | 12.54% | 9.168% | 11.39% | 12.62% | 15.14% | 17.46% | 20.97% | 15.98% | 18.12% | 18.32% | 16.09% | 17.67% | 15.44% | 14.11% | 11.91% | 13.14% | 12.02% | 17.68% | 24.74% | 25.9% | 26.7%
NEM | Gas - Steam | 0.3702% | 0.2491% | 1.604% | 29.39% | 34.94% | 39.26% | 0.5672% | 1.911% | 4.963% | 7.466% | 11.09% | 4.387% | 4.626% | 9.707% | 5.466% | - | - | - | - | - | - | - | - | - | -
NEM | OCGT / Diesel | 1.085% | 1.078% | 0.9918% | 1.002% | 1.474% | 0.8776% | 0.8939% | 2.07% | 2.783% | 2.575% | 5.717% | 3.263% | 4.108% | 4.746% | 2.641% | 4.026% | 2.782% | 4.275% | 2.287% | 4.483% | 3.279% | 3.124% | 3.332% | 2.127% | 3.131%
NEM | Hydro | 28.25% | 27.43% | 25.23% | 21.65% | 27.05% | 23.55% | 23.55% | 23.52% | 24.54% | 26.04% | 25.09% | 22.52% | 21.54% | 26.69% | 22.41% | 19.07% | 18.2% | 17.91% | 21.36% | 20.39% | 17.19% | 16.09% | 22.47% | 21.42% | 19.98%
NEM | Hydrogen Turbine | bar: 2024-25 to 2048-49
NEM | Wind | 31.89% | 32.97% | 32.51% | 31.54% | 31.2% | 30.04% | 31.92% | 33.15% | 32.54% | 31.87% | 32.25% | 33.75% | 33.81% | 33.02% | 32.52% | 31.7% | 32.18% | 31.68% | 31.39% | 31.35% | 32.73% | 32.86% | 32.34% | 31.88% | 30.82%
NEM | Solar PV | 22.43% | 20.56% | 21.47% | 21.28% | 21.25% | 21.66% | 24.17% | 23.8% | 24.25% | 23.81% | 23.2% | 24.15% | 24.2% | 20.59% | 20.58% | 20% | 19.03% | 19.46% | 20.25% | 18.98% | 19.61% | 19.91% | 17.26% | 17.55% | 17.1%
NEM | Grid Battery | 6.737% | 5.942% | 6.203% | 7.248% | 6.648% | 9.034% | 10.23% | 10.75% | 12.82% | 13.49% | 12.76% | 13.21% | 14% | 13.4% | 13.72% | 14.49% | 14.22% | 15.53% | 16.95% | 17.05% | 17.95% | 18.73% | 16.59% | 15.99% | 15.17%
NEM | PHES | 13.13% | 15.23% | 17.2% | 15.63% | 24.09% | 18.21% | 17.29% | 17.46% | 18.09% | 19.15% | 17.49% | 17.78% | 17.36% | 17.23% | 15.42% | 14.8% | 13.67% | 15.17% | 15.25% | 14.22% | 13.91% | 14.38% | 13.6% | 11.92% | 10.58%
NEM | VPP | 8.515% | 8.496% | 8.681% | 8.686% | 7.831% | 7.913% | 8.08% | 7.819% | 8.007% | 8.121% | 7.408% | 7.303% | 7.588% | 6.908% | 7.082% | 7.114% | 6.853% | 7.117% | 7.431% | 7.342% | 7.382% | 7.594% | 7.097% | 7.169% | 6.927%
Region | Technology | 2024-25 | 2025-26 | 2026-27 | 2027-28 | 2028-29 | 2029-30 | 2030-31 | 2031-32 | 2032-33 | 2033-34 | 2034-35 | 2035-36 | 2036-37 | 2037-38 | 2038-39 | 2039-40 | 2040-41 | 2041-42 | 2042-43 | 2043-44 | 2044-45 | 2045-46 | 2046-47 | 2047-48 | 2048-49
NSW1 | Black Coal | 56.63% | 42.94% | 55.17% | 47.45% | 44.75% | 40.82% | 45.46% | 42.83% | 49.82% | 52.94% | 50.19% | 46.27% | 49.33% | - | - | - | - | - | - | - | - | - | - | - | -
NSW1 | Brown Coal | bar: 2024-25 to 2048-49
NSW1 | CCGT | 0.4245% | 9.683% | 19.29% | 35.28% | 32.46% | 20.7% | 25.09% | 25.77% | 28.9% | 27.81% | 31.44% | 23.28% | 23.36% | 19.61% | 22.33% | 23.63% | 22.35% | 18.26% | 15.01% | - | - | - | - | - | -
NSW1 | Gas - Steam | bar: 2024-25 to 2048-49
NSW1 | OCGT / Diesel | 3.314e-07% | 0.1698% | 0.1359% | 0.1692% | 0.652% | 0.1558% | 0.3481% | 3.44% | 3.633% | 1.386% | 5.349% | 3.368% | 5.394% | 4.099% | 2.424% | 3.871% | 2.517% | 4.267% | 2.354% | 4.054% | 4.105% | 5.113% | 2.411% | 1.963% | 4.173%
NSW1 | Hydro | 12.92% | 14.12% | 15.09% | 12.6% | 17.47% | 15.38% | 12.83% | 12.81% | 11.8% | 14.08% | 13.95% | 12.76% | 9.995% | 15.7% | 12.77% | 10.79% | 10.49% | 9.561% | 11.84% | 12.89% | 11.06% | 9.046% | 14.64% | 14.4% | 14.22%
NSW1 | Hydrogen Turbine | bar: 2024-25 to 2048-49
NSW1 | Wind | 32.61% | 33.6% | 32.93% | 31.39% | 32.06% | 28.07% | 29.9% | 30.13% | 31.36% | 30.76% | 29.76% | 30.7% | 31.54% | 31.9% | 28.61% | 28.49% | 27.73% | 29.17% | 29.24% | 27.96% | 28.73% | 29.9% | 30.74% | 27.84% | 28.19%
NSW1 | Solar PV | 20.94% | 19.52% | 23.31% | 22.48% | 21.82% | 21.99% | 24.3% | 24.13% | 24.88% | 24.51% | 23.23% | 24.63% | 24.75% | 20.69% | 20.63% | 20.66% | 19.43% | 20.13% | 21.13% | 19.39% | 20.64% | 20.87% | 17.67% | 17.94% | 18.21%
NSW1 | Grid Battery | 7.471% | 4.313% | 4.433% | 7.428% | 7.125% | 11.9% | 14.19% | 14.97% | 17.39% | 17.4% | 15.97% | 16.41% | 17.69% | 16.51% | 16.94% | 18.05% | 17.37% | 18.32% | 18.98% | 18.67% | 19.9% | 20.33% | 17.06% | 17.11% | 17.59%
NSW1 | PHES | 9.345% | 12.4% | 17.71% | 15.06% | 29.26% | 16.65% | 16.34% | 16.57% | 16.93% | 15.98% | 15.39% | 15.89% | 15.13% | 14.58% | 12.36% | 12.42% | 11.43% | 12.82% | 12.47% | 12.17% | 11.06% | 11.77% | 11.09% | 9.855% | 8.749%
NSW1 | VPP | 7.735% | 8.363% | 8.639% | 8.631% | 8.064% | 8.036% | 8.318% | 8.164% | 8.397% | 8.405% | 7.796% | 7.815% | 8.038% | 7.551% | 7.833% | 7.813% | 7.677% | 8.001% | 8.048% | 7.869% | 8.046% | 8.155% | 7.723% | 7.822% | 7.695%
Region | Technology | 2024-25 | 2025-26 | 2026-27 | 2027-28 | 2028-29 | 2029-30 | 2030-31 | 2031-32 | 2032-33 | 2033-34 | 2034-35 | 2035-36 | 2036-37 | 2037-38 | 2038-39 | 2039-40 | 2040-41 | 2041-42 | 2042-43 | 2043-44 | 2044-45 | 2045-46 | 2046-47 | 2047-48 | 2048-49
QLD1 | Black Coal | 54.87% | 45.3% | 41.55% | 40.82% | 39.29% | 36.78% | 40.29% | 44.05% | 42.92% | 50.55% | - | - | - | - | - | - | - | - | - | - | - | - | - | - | -
QLD1 | Brown Coal | bar: 2024-25 to 2048-49
QLD1 | CCGT | 6.3% | 6.111% | 6.267% | 6.661% | 6.827% | 6.448% | 7.605% | 8.692% | 10.26% | 14.47% | 19.2% | 15.83% | 21.09% | 20.99% | 16.59% | 18.66% | 15.59% | 15.14% | 12.96% | 15.69% | 14.36% | 26.36% | 53.34% | 55.82% | 57.56%
QLD1 | Gas - Steam | bar: 2024-25 to 2048-49
QLD1 | OCGT / Diesel | 4.491e-07% | 7.603e-07% | 7.505e-07% | 7.604e-07% | 0.00619% | 6.148e-07% | 8.468e-07% | 9.095e-07% | 9.152e-07% | 0.1011% | 0.1431% | 0.04672% | 2.986% | 1.377% | 0.1036% | 1.683% | 0.2937% | 0.03088% | 0.1673% | 0.007252% | 1.248e-06% | 1.647e-06% | 0.9863% | 0.02768% | 1.458%
QLD1 | Hydro | 53.09% | 53.23% | 50.79% | 48.63% | 50.82% | 48.35% | 50.36% | 50.87% | 51.88% | 51.15% | 48.43% | 49.15% | 48% | 34.22% | 25.69% | 23.67% | 22.74% | 26.42% | - | - | - | - | - | - | -
QLD1 | Hydrogen Turbine | bar: 2024-25 to 2048-49
QLD1 | Wind | 38.37% | 34.5% | 33.2% | 31.18% | 31.73% | 31.13% | 34.76% | 33.82% | 32.93% | 30.45% | 32.24% | 33.53% | 32.05% | 31.79% | 31.6% | 31.86% | 31.09% | 31.55% | 29.82% | 30.56% | 31.42% | 29.65% | 30.15% | 30.01% | 29.92%
QLD1 | Solar PV | 23.1% | 20.84% | 18.48% | 19.25% | 18.99% | 19.84% | 24.6% | 23.59% | 23.25% | 22.95% | 23.41% | 24.17% | 23.87% | 20.11% | 20.3% | 19.96% | 19.3% | 20.04% | 20.84% | 20.4% | 20.2% | 20.19% | 17.74% | 18.17% | 17.28%
QLD1 | Grid Battery | 8.057% | 7.094% | 7.312% | 7.37% | 6.54% | 6.895% | 6.731% | 7.007% | 7.14% | 7.1% | 13.31% | 14.32% | 15.28% | 13.65% | 14.49% | 14.69% | 16.13% | 16.79% | 19.17% | 18.43% | 18.78% | 19.73% | 19.84% | 17.69% | 14.61%
QLD1 | PHES | 14.73% | 16.06% | 17.05% | 15.8% | 16.72% | 18.44% | 16.11% | 16.68% | 17.84% | 20.48% | 17.14% | 16.82% | 16.05% | 16.98% | 15.54% | 13.58% | 13.27% | 14.63% | 14.64% | 12.76% | 12.45% | 11.68% | 11.62% | 10.47% | 8.224%
QLD1 | VPP | 8.525% | 8.533% | 8.774% | 8.919% | 7.824% | 8.215% | 7.992% | 8.321% | 8.406% | 8.371% | 8.071% | 7.689% | 8.146% | 7.47% | 7.778% | 7.463% | 7.651% | 7.475% | 8.145% | 8.158% | 7.814% | 8.052% | 7.847% | 7.7% | 7.462%
Region | Technology | 2024-25 | 2025-26 | 2026-27 | 2027-28 | 2028-29 | 2029-30 | 2030-31 | 2031-32 | 2032-33 | 2033-34 | 2034-35 | 2035-36 | 2036-37 | 2037-38 | 2038-39 | 2039-40 | 2040-41 | 2041-42 | 2042-43 | 2043-44 | 2044-45 | 2045-46 | 2046-47 | 2047-48 | 2048-49
VIC1 | Black Coal | bar: 2024-25 to 2048-49
VIC1 | Brown Coal | 52.25% | 52.05% | 46.32% | 47.32% | 46.91% | 46.12% | 45.9% | 45.82% | 49.91% | - | - | - | - | - | - | - | - | - | - | - | - | - | - | - | -
VIC1 | CCGT | bar: 2024-25 to 2048-49
VIC1 | Gas - Steam | 0.3318% | 0.3069% | 1.604% | 29.39% | 34.94% | 39.26% | 0.5672% | 1.911% | 4.963% | 7.466% | 11.09% | 4.387% | 4.626% | 9.707% | 5.466% | - | - | - | - | - | - | - | - | - | -
VIC1 | OCGT / Diesel | 0.02708% | 0.005003% | 0.1948% | 0.146% | 0.9672% | 0.2204% | 0.1169% | 0.3383% | 1.473% | 2.249% | 7.069% | 3.344% | 2.544% | 5.665% | 2.485% | 3.999% | 2.999% | 4.98% | 2.012% | 5.952% | 3.293% | 2.582% | 4.586% | 2.958% | 2.753%
VIC1 | Hydro | 16.72% | 17.12% | 16.32% | 13.68% | 20.48% | 17.1% | 14.76% | 14.84% | 13.47% | 16.49% | 17.04% | 16.2% | 13.58% | 20.34% | 17.08% | 14.74% | 14.74% | 13.48% | 16.45% | 16.97% | 16.09% | 13.55% | 20.31% | 20.32% | 20.22%
VIC1 | Hydrogen Turbine | bar: 2024-25 to 2048-49
VIC1 | Wind | 30.12% | 33.72% | 31.02% | 31.41% | 30.34% | 31.8% | 30.99% | 35.31% | 32.95% | 34.53% | 35.28% | 36.82% | 36.85% | 34.48% | 36.44% | 33.81% | 36.25% | 33.16% | 34.28% | 34.4% | 36.48% | 38.1% | 36.02% | 37.85% | 34%
VIC1 | Solar PV | 26.9% | 20.41% | 20.73% | 19.32% | 21.81% | 22.55% | 22.24% | 22.52% | 24.63% | 24.34% | 22.91% | 23.7% | 24.04% | 21.94% | 22.54% | 19.4% | 18.25% | 18.04% | 18.19% | 16.15% | 17.36% | 17.94% | 16.33% | 17.06% | 15.94%
VIC1 | Grid Battery | 4.982% | 8.675% | 8.521% | 8.398% | 7.321% | 7.514% | 7.753% | 7.517% | 8.709% | 9.382% | 9.347% | 9.563% | 9.608% | 8.26% | 8.315% | 8.638% | 7.862% | 9.229% | 9.75% | 10.29% | 10.51% | 10.88% | 9.745% | 10.44% | 9.917%
VIC1 | PHES | - | - | - | - | 24.76% | 26.4% | 27.96% | 25.89% | 25.39% | 26.84% | 25.32% | 26.12% | 26.23% | 24.05% | 22.7% | 23.63% | 20.2% | 22.29% | 22.57% | 22.4% | 23.51% | 26.18% | 23.63% | 20.73% | 20.09%
VIC1 | VPP | 9.117% | 8.89% | 8.98% | 8.889% | 7.667% | 7.714% | 7.856% | 6.992% | 7.182% | 7.52% | 6.185% | 6.19% | 6.387% | 5.222% | 5.269% | 5.747% | 5.002% | 5.449% | 5.87% | 5.787% | 6.057% | 6.322% | 5.514% | 5.86% | 5.451%
Region | Technology | 2024-25 | 2025-26 | 2026-27 | 2027-28 | 2028-29 | 2029-30 | 2030-31 | 2031-32 | 2032-33 | 2033-34 | 2034-35 | 2035-36 | 2036-37 | 2037-38 | 2038-39 | 2039-40 | 2040-41 | 2041-42 | 2042-43 | 2043-44 | 2044-45 | 2045-46 | 2046-47 | 2047-48 | 2048-49
SA1 | Black Coal | bar: 2024-25 to 2048-49
SA1 | Brown Coal | bar: 2024-25 to 2048-49
SA1 | CCGT | 18.71% | 23.96% | 14.23% | 23.48% | 18.17% | 11.39% | 15.93% | 18.51% | 24.39% | 24.76% | 25.86% | 16.66% | 14.05% | - | - | - | - | - | - | - | - | - | - | - | -
SA1 | Gas - Steam | 0.3942% | 0.213% | - | - | - | - | - | - | - | - | - | - | - | - | - | - | - | - | - | - | - | - | - | - | -
SA1 | OCGT / Diesel | 5.656% | 5.36% | 4.736% | 4.79% | 5.452% | 4.073% | 4.931% | 5.403% | 9.311% | 11.13% | 13.54% | 8.542% | 7.521% | 11.07% | 8.884% | 9.355% | 7.848% | 9.555% | 6.273% | 8.368% | 4.963% | 2.831% | 3.856% | 1.626% | 1.933%
SA1 | Hydro | bar: 2024-25 to 2048-49
SA1 | Hydrogen Turbine | bar: 2024-25 to 2048-49
SA1 | Wind | 30.1% | 26.82% | 30.99% | 30.7% | 29.6% | 28.91% | 29.29% | 31.15% | 28.95% | 29.34% | 27.23% | 31.29% | 31.66% | 30.5% | 30.06% | 29.32% | 31.24% | 28.89% | 29.31% | 27.73% | 31.18% | 31.18% | 28.83% | 28.81% | 27.32%
SA1 | Solar PV | 20.76% | 24.91% | 24.24% | 24.61% | 23.95% | 23.27% | 23.77% | 23.13% | 23.36% | 22.61% | 22.22% | 22.64% | 24.03% | 21.54% | 20.2% | 17.57% | 16.74% | 16.92% | 17.07% | 16.41% | 16.64% | 17.73% | 15.28% | 14.68% | 13.76%
SA1 | Grid Battery | 6.298% | 4.611% | 4.736% | 4.712% | 4.431% | 4.254% | 4.563% | 4.164% | 4.437% | 10.58% | 10% | 10.25% | 10.33% | 9.83% | 9.628% | 10.78% | 9.609% | 14.01% | 14.79% | 16.12% | 17.64% | 19.73% | 16.21% | 15.1% | 13.89%
SA1 | PHES | bar: 2024-25 to 2048-49
SA1 | VPP | 9.299% | 8.475% | 8.502% | 8.417% | 7.872% | 7.7% | 7.947% | 7.296% | 7.701% | 7.982% | 7.466% | 7.323% | 7.582% | 7.39% | 7.139% | 7.2% | 6.634% | 7.337% | 7.559% | 7.575% | 7.481% | 8.03% | 7.407% | 7.275% | 6.945%
Region | Technology | 2024-25 | 2025-26 | 2026-27 | 2027-28 | 2028-29 | 2029-30 | 2030-31 | 2031-32 | 2032-33 | 2033-34 | 2034-35 | 2035-36 | 2036-37 | 2037-38 | 2038-39 | 2039-40 | 2040-41 | 2041-42 | 2042-43 | 2043-44 | 2044-45 | 2045-46 | 2046-47 | 2047-48 | 2048-49
TAS1 | Black Coal | bar: 2024-25 to 2048-49
TAS1 | Brown Coal | bar: 2024-25 to 2048-49
TAS1 | CCGT | 0% | 2.974e-06% | 2.915e-06% | 2.883e-06% | 2.878e-06% | 2.718e-06% | 5.1e-06% | 5.195e-06% | 5.601e-06% | 5.578e-06% | 5.731e-06% | 5.783e-06% | 6.111e-06% | 6.678e-06% | 6.529e-06% | 6.894e-06% | 6.835e-06% | 6.89e-06% | 6.792e-06% | 6.922e-06% | 6.821e-06% | 6.763e-06% | 6.91e-06% | 6.8e-06% | 7.14e-06%
TAS1 | Gas - Steam | bar: 2024-25 to 2048-49
TAS1 | OCGT / Diesel | 1.868e-06% | 3.892e-06% | 3.676e-06% | 3.509e-06% | 3.588e-06% | 2.701e-06% | 5.955e-06% | 0.106% | 0.5811% | 0.528% | 1.764% | 0.7009% | 1.308% | 3.053% | 0.5138% | 1.209% | 0.3338% | 3.014% | 0.4598% | 2.555% | 2.549% | 0.6936% | 0.395% | 0.4445% | 4.465e-05%
TAS1 | Hydro | 52.25% | 48.28% | 41.69% | 36.11% | 40.98% | 35.91% | 40.4% | 40.25% | 45.41% | 44.92% | 41.9% | 36.22% | 38.5% | 43.05% | 36.62% | 31.02% | 28.81% | 29.92% | 35.16% | 30.86% | 24.23% | 25.32% | 32.14% | 29.36% | 25.48%
TAS1 | Hydrogen Turbine | bar: 2024-25 to 2048-49
TAS1 | Wind | 33.13% | 36.5% | 39.5% | 38.66% | 30.12% | 33.13% | 40.38% | 44.35% | 42.71% | 39.58% | 41.86% | 41.68% | 45.47% | 43.39% | 41.94% | 38.81% | 40.64% | 40.5% | 39.54% | 41.46% | 43.01% | 45.65% | 43.51% | 43.51% | 40.58%
TAS1 | Solar PV | - | - | - | - | - | - | - | - | - | - | - | 18.63% | 18.02% | 15.25% | 16.85% | 16.66% | 15.62% | 16.47% | 18.86% | 17.3% | 18.08% | 18.1% | 15.22% | 16.94% | 16.91%
TAS1 | Grid Battery | bar: 2024-25 to 2048-49
TAS1 | PHES | - | - | - | - | - | - | - | - | 26.47% | 26.23% | 24.12% | 25.12% | 26.05% | 25.92% | 23.6% | 24.12% | 18.69% | 19.06% | 21.19% | 19.44% | 20.91% | 22.89% | 20.79% | 16.31% | 18.03%
TAS1 | VPP | 0.4607% | 0.2932% | 1.746% | 3.375% | 2.855% | 3.749% | 8.086% | 7.879% | 6.652% | 7.191% | 5.547% | 5.577% | 6.423% | 5.603% | 5.999% | 5.792% | 5.308% | 5.635% | 5.793% | 5.673% | 5.894% | 5.544% | 5.011% | 4.986% | 5.365%
Explicitly modelled pumping
Region | Technology | 2024-25 | 2025-26 | 2026-27 | 2027-28 | 2028-29 | 2029-30 | 2030-31 | 2031-32 | 2032-33 | 2033-34 | 2034-35 | 2035-36 | 2036-37 | 2037-38 | 2038-39 | 2039-40 | 2040-41 | 2041-42 | 2042-43 | 2043-44 | 2044-45 | 2045-46 | 2046-47 | 2047-48 | 2048-49
NEM | Grid Battery Pump | 7.94% | 7.027% | 7.306% | 8.611% | 7.864% | 10.76% | 12.19% | 12.83% | 15.32% | 16.13% | 15.27% | 15.76% | 16.75% | 16.09% | 16.41% | 17.34% | 17.12% | 18.59% | 20.38% | 20.46% | 21.56% | 22.56% | 19.88% | 19.22% | 18.19%
NEM | PHES Pump | 19.04% | 22.67% | 27.82% | 26.45% | 32.95% | 23.97% | 23.24% | 22.9% | 23.48% | 25.28% | 22.16% | 23.04% | 22.73% | 22.02% | 19.52% | 18.78% | 17.85% | 19.21% | 19.86% | 17.84% | 17.83% | 18.74% | 17.07% | 15.3% | 12.97%
NEM | VPP Pump | 10% | 10.01% | 10.2% | 10.24% | 9.195% | 9.313% | 9.508% | 9.211% | 9.416% | 9.549% | 8.725% | 8.581% | 8.927% | 8.143% | 8.332% | 8.355% | 8.087% | 8.354% | 8.755% | 8.629% | 8.678% | 8.955% | 8.333% | 8.446% | 8.135%
Region | Technology | 2024-25 | 2025-26 | 2026-27 | 2027-28 | 2028-29 | 2029-30 | 2030-31 | 2031-32 | 2032-33 | 2033-34 | 2034-35 | 2035-36 | 2036-37 | 2037-38 | 2038-39 | 2039-40 | 2040-41 | 2041-42 | 2042-43 | 2043-44 | 2044-45 | 2045-46 | 2046-47 | 2047-48 | 2048-49
NSW1 | Grid Battery Pump | 8.782% | 5.088% | 5.222% | 8.873% | 8.478% | 14.25% | 17% | 17.95% | 20.85% | 20.89% | 19.2% | 19.65% | 21.25% | 19.91% | 20.3% | 21.68% | 20.96% | 21.95% | 22.83% | 22.45% | 23.94% | 24.53% | 20.44% | 20.59% | 21.14%
NSW1 | PHES Pump | 15.56% | 20.24% | 28.66% | 27.74% | 37.23% | 21.53% | 23.06% | 22.14% | 22.42% | 22.29% | 19.52% | 20.9% | 20.19% | 18.69% | 15.71% | 15.61% | 15.04% | 16.17% | 16.68% | 14.87% | 14.29% | 15.4% | 13.71% | 12.45% | 9.893%
NSW1 | VPP Pump | 9.089% | 9.841% | 10.16% | 10.18% | 9.468% | 9.454% | 9.799% | 9.61% | 9.868% | 9.89% | 9.19% | 9.175% | 9.457% | 8.911% | 9.205% | 9.179% | 9.06% | 9.392% | 9.473% | 9.259% | 9.456% | 9.622% | 9.06% | 9.216% | 9.04%
Region | Technology | 2024-25 | 2025-26 | 2026-27 | 2027-28 | 2028-29 | 2029-30 | 2030-31 | 2031-32 | 2032-33 | 2033-34 | 2034-35 | 2035-36 | 2036-37 | 2037-38 | 2038-39 | 2039-40 | 2040-41 | 2041-42 | 2042-43 | 2043-44 | 2044-45 | 2045-46 | 2046-47 | 2047-48 | 2048-49
QLD1 | Grid Battery Pump | 9.482% | 8.402% | 8.611% | 8.709% | 7.716% | 8.141% | 7.947% | 8.297% | 8.406% | 8.385% | 15.94% | 17.2% | 18.31% | 16.43% | 17.34% | 17.65% | 19.47% | 20.15% | 23.09% | 22.17% | 22.62% | 23.76% | 23.93% | 21.27% | 17.6%
QLD1 | PHES Pump | 25.26% | 25.5% | 26.84% | 24.93% | 24.56% | 26.84% | 20.51% | 21.46% | 22.71% | 26.13% | 21.77% | 21.66% | 20.71% | 21.97% | 19.71% | 17.49% | 17.35% | 18.77% | 18.74% | 16.33% | 16.05% | 15.19% | 14.83% | 13.47% | 10.7%
QLD1 | VPP Pump | 10.02% | 10.07% | 10.3% | 10.5% | 9.198% | 9.664% | 9.402% | 9.818% | 9.865% | 9.849% | 9.495% | 9.048% | 9.582% | 8.817% | 9.126% | 8.78% | 9.016% | 8.785% | 9.587% | 9.59% | 9.191% | 9.473% | 9.246% | 9.045% | 8.779%
Region | Technology | 2024-25 | 2025-26 | 2026-27 | 2027-28 | 2028-29 | 2029-30 | 2030-31 | 2031-32 | 2032-33 | 2033-34 | 2034-35 | 2035-36 | 2036-37 | 2037-38 | 2038-39 | 2039-40 | 2040-41 | 2041-42 | 2042-43 | 2043-44 | 2044-45 | 2045-46 | 2046-47 | 2047-48 | 2048-49
VIC1 | Grid Battery Pump | 5.898% | 10.26% | 10.03% | 9.938% | 8.61% | 8.868% | 9.151% | 8.88% | 10.31% | 11.07% | 11.03% | 11.25% | 11.33% | 9.736% | 9.841% | 10.14% | 9.306% | 10.84% | 11.53% | 12.09% | 12.38% | 12.86% | 11.44% | 12.35% | 11.64%
VIC1 | PHES Pump | - | - | - | - | 32.59% | 34.98% | 36.55% | 34.23% | 33.34% | 35.61% | 33.12% | 34.24% | 34.85% | 31.31% | 29.97% | 30.99% | 27.07% | 28.84% | 30.12% | 29.1% | 30.89% | 34.94% | 30.6% | 27.77% | 25.95%
VIC1 | VPP Pump | 10.71% | 10.49% | 10.55% | 10.49% | 8.999% | 9.075% | 9.242% | 8.237% | 8.468% | 8.828% | 7.287% | 7.269% | 7.514% | 6.143% | 6.226% | 6.735% | 5.913% | 6.384% | 6.933% | 6.788% | 7.12% | 7.466% | 6.461% | 6.921% | 6.387%
Region | Technology | 2024-25 | 2025-26 | 2026-27 | 2027-28 | 2028-29 | 2029-30 | 2030-31 | 2031-32 | 2032-33 | 2033-34 | 2034-35 | 2035-36 | 2036-37 | 2037-38 | 2038-39 | 2039-40 | 2040-41 | 2041-42 | 2042-43 | 2043-44 | 2044-45 | 2045-46 | 2046-47 | 2047-48 | 2048-49
SA1 | Grid Battery Pump | 7.435% | 5.465% | 5.592% | 5.591% | 5.227% | 5.048% | 5.382% | 4.925% | 5.262% | 12.69% | 11.98% | 12.29% | 12.39% | 11.79% | 11.59% | 12.9% | 11.58% | 16.83% | 17.85% | 19.35% | 21.24% | 23.85% | 19.45% | 18.28% | 16.64%
SA1 | PHES Pump | bar: 2024-25 to 2048-49
SA1 | VPP Pump | 10.92% | 9.992% | 9.987% | 9.93% | 9.239% | 9.087% | 9.326% | 8.583% | 9.077% | 9.379% | 8.78% | 8.615% | 8.92% | 8.694% | 8.426% | 8.445% | 7.832% | 8.606% | 8.912% | 8.897% | 8.798% | 9.474% | 8.687% | 8.587% | 8.144%
Region | Technology | 2024-25 | 2025-26 | 2026-27 | 2027-28 | 2028-29 | 2029-30 | 2030-31 | 2031-32 | 2032-33 | 2033-34 | 2034-35 | 2035-36 | 2036-37 | 2037-38 | 2038-39 | 2039-40 | 2040-41 | 2041-42 | 2042-43 | 2043-44 | 2044-45 | 2045-46 | 2046-47 | 2047-48 | 2048-49
TAS1 | Grid Battery Pump | bar: 2024-25 to 2048-49
TAS1 | PHES Pump | - | - | - | - | - | - | - | - | 34.92% | 34.43% | 32.07% | 32.91% | 34.85% | 33.53% | 31.37% | 31.43% | 25.08% | 24.76% | 28.22% | 25.39% | 27.33% | 30.6% | 26.87% | 21.94% | 23.23%
TAS1 | VPP Pump | 0.5543% | 0.3346% | 2.055% | 3.975% | 3.356% | 4.438% | 9.492% | 9.273% | 7.832% | 8.453% | 6.554% | 6.537% | 7.584% | 6.568% | 7.061% | 6.811% | 6.254% | 6.624% | 6.841% | 6.676% | 6.908% | 6.551% | 5.874% | 5.89% | 6.286%

## BaseCase_Generation
Annual sent-out generation by technology (GWh) - BaseCase, Step Change Scenario
Non-scheduled generation including Distributed PV is not shown.
Explicitly modelled generation
Region | Technology | 2024-25 | 2025-26 | 2026-27 | 2027-28 | 2028-29 | 2029-30 | 2030-31 | 2031-32 | 2032-33 | 2033-34 | 2034-35 | 2035-36 | 2036-37 | 2037-38 | 2038-39 | 2039-40 | 2040-41 | 2041-42 | 2042-43 | 2043-44 | 2044-45 | 2045-46 | 2046-47 | 2047-48 | 2048-49
NEM | Black Coal | 80383.6727 | 63578.9417 | 55916.9571 | 46902.4836 | 38273.9029 | 28739.238 | 24482.188 | 21867.9654 | 18233.7428 | 13514.0883 | 6111.0749 | 5634.1304 | 2852.1826 | 0 | 0 | 0 | 0 | 0 | 0 | 0 | 0 | 0 | 0 | 0 | 0
NEM | Brown Coal | 22131.8292 | 22045.8973 | 19620.134 | 17636.7533 | 11526.8322 | 11333.493 | 11277.8889 | 8930.5191 | 9728.6225 | 0 | 0 | 0 | 0 | 0 | 0 | 0 | 0 | 0 | 0 | 0 | 0 | 0 | 0 | 0 | 0
NEM | CCGT | 2060.3138 | 2716.4985 | 2504.3868 | 3380.0996 | 3048.7434 | 2228.4658 | 2769.7641 | 3067.5142 | 3680.7165 | 4244.1468 | 5096.8557 | 3884.8991 | 3792.902 | 2985.7264 | 2623.3531 | 2657.6841 | 2321.1044 | 2121.0019 | 1791.317 | 1468.8822 | 1343.8199 | 978.9106 | 840.988 | 880.1603 | 907.6186
NEM | Gas - Steam | 42.1566 | 28.367 | 70.2756 | 1287.3711 | 1530.3549 | 1719.68 | 24.8455 | 83.7093 | 217.4009 | 327.0148 | 485.9057 | 192.1388 | 202.5985 | 425.1508 | 239.4155 | 0 | 0 | 0 | 0 | 0 | 0 | 0 | 0 | 0 | 0
NEM | OCGT / Diesel | 789.1989 | 784.5482 | 721.5956 | 728.7211 | 1072.103 | 638.4743 | 620.4036 | 1436.7736 | 1863.9507 | 1590.6989 | 3473.3716 | 2226.2964 | 2802.4428 | 3957.1584 | 2201.7976 | 3201.714 | 2183.1683 | 3354.482 | 1775.6915 | 3725.225 | 2883.3173 | 2713.2968 | 2689.0911 | 1608.0053 | 2514.5263
NEM | Hydro | 18580.8119 | 18038.7143 | 16590.0862 | 14236.8507 | 17789.5178 | 15487.261 | 15484.8316 | 15470.6333 | 16138.7719 | 17126.8684 | 16498.5957 | 14807.5761 | 14167.6442 | 17350.3645 | 14567.0232 | 12398.8957 | 11833.738 | 11644.018 | 13760.8411 | 13134.1514 | 11074.0156 | 10363.6335 | 14476.6963 | 13800.9356 | 12875.1921
NEM | Hydrogen Turbine | 0 | 0 | 0 | 0 | 0 | 0 | 0 | 0 | 0 | 0 | 0 | 0 | 0 | 0 | 0 | 0 | 0 | 0 | 0 | 0 | 0 | 0 | 0 | 0 | 0
NEM | Wind | 33841.4825 | 54198.2205 | 70671.7355 | 85037.7396 | 100086.0006 | 113119.9374 | 123405.7114 | 131060.1279 | 138204.5591 | 151114.9598 | 162312.4423 | 172011.5682 | 179286.161 | 182262.7896 | 185186.6119 | 182662.8275 | 183782.0351 | 180794.921 | 178979.1217 | 175959.2138 | 181089.8283 | 182536.378 | 186262.9237 | 189716.3779 | 191785.7617
NEM | Solar PV | 20782.1093 | 21429.2416 | 22737.3762 | 23894.1862 | 27791.9194 | 35829.299 | 39975.8594 | 43907.1482 | 47850.4738 | 56709.407 | 56414.8936 | 59602.3305 | 62246.9657 | 66336.0812 | 71683.6358 | 81207.5906 | 87195.2801 | 96623.01 | 106257.6539 | 112067.0511 | 114821.2851 | 118424.2668 | 111899.3521 | 112904.1455 | 113076.0689
NEM | Grid Battery | 1367.5659 | 2227.0041 | 2514.9237 | 3145.1149 | 2884.7229 | 4477.2287 | 5043.5063 | 5879.3906 | 8403.2324 | 9229.1484 | 10697.1009 | 11430.6549 | 12417.8811 | 14236.0079 | 14451.2145 | 15903.5306 | 17181.0331 | 20146.0158 | 26155.5856 | 27234.3414 | 27787.8601 | 28985.2788 | 25663.8267 | 24284.7136 | 22971.8114
NEM | PHES | 931.9473 | 1414.3604 | 1596.9833 | 1451.5047 | 7514.3057 | 9224.2547 | 11787.6841 | 11899.5309 | 12361.894 | 13619.231 | 12772.8756 | 13695.2522 | 13682.7617 | 13579.6104 | 12155.4116 | 11668.031 | 10963.5219 | 12492.6906 | 12559.9169 | 11750.6602 | 11490.2512 | 11890.5673 | 11245.6446 | 9858.5129 | 9102.4703
NEM | VPP | 347.1272 | 643.8297 | 1018.1349 | 1473.9714 | 1797.5314 | 2595.2041 | 3308.0669 | 3840.3649 | 4638.5122 | 5474.9025 | 5770.4788 | 6517.7696 | 7528.3823 | 7596.2684 | 8605.8781 | 9349.4851 | 9685.4622 | 10752.8114 | 11973.4851 | 12571.43 | 13433.8033 | 14664.5588 | 14417.798 | 15296.7173 | 15485.644
Total |  | 181258.2152 | 187105.6234 | 193962.5887 | 199174.7961 | 213315.9342 | 225392.536 | 238180.7498 | 247443.6776 | 261321.8767 | 272950.4658 | 279633.595 | 290002.6162 | 298979.9218 | 308729.1576 | 311714.3412 | 319049.7584 | 325145.343 | 337928.9506 | 353253.6129 | 357910.9551 | 363924.1809 | 370556.8907 | 367496.3204 | 368349.5683 | 368719.0933
Region | Technology | 2024-25 | 2025-26 | 2026-27 | 2027-28 | 2028-29 | 2029-30 | 2030-31 | 2031-32 | 2032-33 | 2033-34 | 2034-35 | 2035-36 | 2036-37 | 2037-38 | 2038-39 | 2039-40 | 2040-41 | 2041-42 | 2042-43 | 2043-44 | 2044-45 | 2045-46 | 2046-47 | 2047-48 | 2048-49
NSW1 | Black Coal | 41321.7238 | 31335.1089 | 26339.7326 | 22655.7377 | 16190.1667 | 9869.0864 | 8262.776 | 5215.2237 | 6066.0878 | 6446.7478 | 6111.0749 | 5634.1304 | 2852.1826 | 0 | 0 | 0 | 0 | 0 | 0 | 0 | 0 | 0 | 0 | 0 | 0
NSW1 | Brown Coal | 0 | 0 | 0 | 0 | 0 | 0 | 0 | 0 | 0 | 0 | 0 | 0 | 0 | 0 | 0 | 0 | 0 | 0 | 0 | 0 | 0 | 0 | 0 | 0 | 0
NSW1 | CCGT | 16.3638 | 373.2258 | 743.442 | 1359.7921 | 1251.1294 | 797.9131 | 967.084 | 993.1805 | 1113.8078 | 1071.8693 | 1211.721 | 897.2106 | 900.5002 | 755.7353 | 860.6332 | 910.8504 | 861.5673 | 703.8126 | 578.535 | 0.0001816 | 0.00017665 | 0.0001769 | 0.00017778 | 0.00017795 | 0.00017625
NSW1 | Gas - Steam | 0 | 0 | 0 | 0 | 0 | 0 | 0 | 0 | 0 | 0 | 0 | 0 | 0 | 0 | 0 | 0 | 0 | 0 | 0 | 0 | 0 | 0 | 0 | 0 | 0
NSW1 | OCGT / Diesel | 7.8075e-05 | 39.9862 | 32.0054 | 39.8615 | 153.5743 | 36.6991 | 81.9857 | 810.227 | 855.7241 | 326.565 | 1260.0611 | 778.507 | 1246.9343 | 1568.8344 | 927.7651 | 1481.521 | 963.2857 | 1633.1442 | 901.0318 | 1551.7864 | 1265.7952 | 1576.7344 | 743.3338 | 605.4127 | 1428.1069
NSW1 | Hydro | 2858.2814 | 3122.639 | 3337.899 | 2787.1986 | 3863.4462 | 3401.5969 | 2837.3774 | 2834.3753 | 2610.3143 | 3115.0047 | 3085.192 | 2822.4142 | 2210.7098 | 3472.874 | 2823.9717 | 2387.5725 | 2321.3086 | 2114.8229 | 2618.4383 | 2851.0765 | 2445.3505 | 2000.8869 | 3237.9634 | 3184.671 | 3145.5586
NSW1 | Hydrogen Turbine | 0 | 0 | 0 | 0 | 0 | 0 | 0 | 0 | 0 | 0 | 0 | 0 | 0 | 0 | 0 | 0 | 0 | 0 | 0 | 0 | 0 | 0 | 0 | 0 | 0
NSW1 | Wind | 8057.1012 | 15095.1192 | 23775.1679 | 28583.9342 | 35748.5964 | 36335.8854 | 38704.8059 | 39001.0657 | 40590.1231 | 40135.4494 | 42530.5914 | 43874.6148 | 46610.0028 | 47827.7903 | 42383.2545 | 42306.3618 | 40303.977 | 42272.1025 | 42373.6361 | 39127.0529 | 40208.3899 | 41201.5005 | 46102.6129 | 42166.0592 | 43168.3447
NSW1 | Solar PV | 8539.6675 | 9160.1245 | 11321.2127 | 12343.8564 | 15497.6026 | 23135.5915 | 25567.2219 | 25815.9887 | 27293.0434 | 27500.4127 | 26064.0426 | 27631.6744 | 27765.5063 | 32214.4071 | 34241.7796 | 40090.892 | 40245.0274 | 41686.2483 | 44015.4144 | 46778.9953 | 49788.868 | 50351.5334 | 45788.2881 | 46774.571 | 48683.4164
NSW1 | Grid Battery | 382.8674 | 621.4745 | 638.7615 | 1281.8003 | 1229.5442 | 2786.9117 | 3324.9829 | 4082.4409 | 6197.1274 | 6154.298 | 5645.9177 | 5803.3539 | 6637.4064 | 9094.0909 | 9329.7624 | 9944.5046 | 9569.3154 | 10089.709 | 12402.292 | 13146.9527 | 14245.429 | 14549.0566 | 12212.6427 | 11757.5633 | 12088.8323
NSW1 | PHES | 196.4741 | 260.7996 | 372.4311 | 316.6506 | 4215.6009 | 5641.5688 | 5537.3328 | 5615.6502 | 5736.2206 | 5414.4563 | 5213.9259 | 5384.3347 | 5125.6324 | 4941.0396 | 4187.1836 | 4209.7051 | 3874.6383 | 4342.825 | 4225.8202 | 4123.4736 | 3748.0648 | 3986.829 | 3758.9714 | 3339.4821 | 2964.4911
NSW1 | VPP | 108.5453 | 227.6779 | 377.6443 | 556.0324 | 712.1047 | 1016.1415 | 1308.8872 | 1538.1898 | 1865.8196 | 2172.4133 | 2331.7469 | 2674.0524 | 3056.2864 | 3178.4627 | 3638.7581 | 3911.5201 | 4116.1473 | 4568.9927 | 4886.5458 | 5061.5179 | 5484.4109 | 5876.4682 | 5834.155 | 6184.3117 | 6348.312
Total |  | 61481.0245 | 60236.1556 | 66938.2966 | 69924.8638 | 78861.7654 | 83021.3944 | 86592.4537 | 85906.3418 | 92328.2681 | 92337.2164 | 93454.2735 | 95500.2924 | 96405.1612 | 103053.2342 | 98393.1082 | 105242.9276 | 102255.267 | 107411.6572 | 112001.7136 | 112640.8553 | 117186.3084 | 119543.0093 | 117677.9674 | 114012.071 | 117827.0622
Region | Technology | 2024-25 | 2025-26 | 2026-27 | 2027-28 | 2028-29 | 2029-30 | 2030-31 | 2031-32 | 2032-33 | 2033-34 | 2034-35 | 2035-36 | 2036-37 | 2037-38 | 2038-39 | 2039-40 | 2040-41 | 2041-42 | 2042-43 | 2043-44 | 2044-45 | 2045-46 | 2046-47 | 2047-48 | 2048-49
QLD1 | Black Coal | 39061.9489 | 32243.8328 | 29577.2245 | 24246.7459 | 22083.7362 | 18870.1516 | 16219.412 | 16652.7417 | 12167.655 | 7067.3405 | 0 | 0 | 0 | 0 | 0 | 0 | 0 | 0 | 0 | 0 | 0 | 0 | 0 | 0 | 0
QLD1 | Brown Coal | 0 | 0 | 0 | 0 | 0 | 0 | 0 | 0 | 0 | 0 | 0 | 0 | 0 | 0 | 0 | 0 | 0 | 0 | 0 | 0 | 0 | 0 | 0 | 0 | 0
QLD1 | CCGT | 881.8146 | 855.3412 | 877.2848 | 932.3784 | 955.5983 | 902.6276 | 1064.4633 | 1216.6387 | 1436.575 | 2025.062 | 2686.9342 | 2215.547 | 2241.1637 | 2229.9907 | 1762.7194 | 1746.8332 | 1459.5367 | 1417.1888 | 1212.7816 | 1468.8816 | 1343.8193 | 978.91 | 840.9874 | 880.1596 | 907.6179
QLD1 | Gas - Steam | 0 | 0 | 0 | 0 | 0 | 0 | 0 | 0 | 0 | 0 | 0 | 0 | 0 | 0 | 0 | 0 | 0 | 0 | 0 | 0 | 0 | 0 | 0 | 0 | 0
QLD1 | OCGT / Diesel | 7.6888e-05 | 0.00013018 | 0.0001285 | 0.00013019 | 1.0598 | 0.00010526 | 0.00014498 | 0.00015571 | 0.0001567 | 13.5528 | 17.7268 | 5.7865 | 369.8898 | 170.6195 | 12.8323 | 208.4964 | 36.38 | 3.8247 | 20.727 | 0.89834 | 0.00015459 | 0.00020405 | 74.7341 | 2.0973 | 130.1319
QLD1 | Hydro | 708.7433 | 710.6161 | 678.1087 | 649.1682 | 678.4703 | 645.4929 | 672.341 | 679.1185 | 692.6499 | 682.8195 | 646.6081 | 656.1806 | 640.8212 | 197.8575 | 148.5576 | 136.8406 | 131.4957 | 152.777 | 0 | 0 | 0 | 0 | 0 | 0 | 0
QLD1 | Hydrogen Turbine | 0 | 0 | 0 | 0 | 0 | 0 | 0 | 0 | 0 | 0 | 0 | 0 | 0 | 0 | 0 | 0 | 0 | 0 | 0 | 0 | 0 | 0 | 0 | 0 | 0
QLD1 | Wind | 5214.555 | 15901.75 | 18480.4737 | 23086.8644 | 26538.5447 | 33681.5646 | 37608.2684 | 36600.4778 | 42184.8576 | 48939.448 | 55845.0106 | 58084.2293 | 57073.3983 | 59812.6477 | 61285.6589 | 61794.7165 | 60306.0155 | 61189.5846 | 57839.2623 | 59467.7081 | 59906.8381 | 60976.7772 | 62057.9909 | 66406.4272 | 66584.1425
QLD1 | Solar PV | 8123.4572 | 7328.661 | 6495.9958 | 6767.23 | 6675.5727 | 7060.0221 | 8756.8941 | 12490.3385 | 14656.525 | 19153.1279 | 20727.9764 | 21398.1806 | 23610.8535 | 22966.7837 | 25704.5181 | 26153.2307 | 32457.7546 | 34507.3315 | 41560.3686 | 41600.0489 | 40825.3375 | 42785.1019 | 42433.6154 | 42301.2866 | 40720.2861
QLD1 | Grid Battery | 438.997 | 479.7507 | 494.4624 | 498.4073 | 442.3103 | 466.3037 | 455.1688 | 473.8305 | 482.8533 | 480.1263 | 1528.5552 | 1988.1329 | 2120.7258 | 1895.1828 | 1885.1273 | 2375.7938 | 4352.6476 | 4532.7474 | 7919.0155 | 7844.46 | 7310.9204 | 7679.8133 | 7718.8586 | 6883.3447 | 5685.2593
QLD1 | PHES | 735.4732 | 1153.5608 | 1224.5522 | 1134.8542 | 1780.1093 | 1964.0108 | 4535.6615 | 4696.4948 | 5020.9085 | 5765.3184 | 4911.9929 | 5323.279 | 5079.3695 | 5375.1691 | 4919.7332 | 4299.385 | 4200.6298 | 4630.0142 | 4633.9619 | 4070.0854 | 3972.3067 | 3734.134 | 3713.7781 | 3347.1294 | 2904.1231
QLD1 | VPP | 63.7781 | 137.0214 | 222.4405 | 336.182 | 412.307 | 649.0043 | 808.522 | 1024.6902 | 1231.4579 | 1435.3707 | 1592.7188 | 1741.8848 | 2041.2356 | 2065.6794 | 2371.2336 | 2459.7898 | 2714.7693 | 2838.3303 | 3298.683 | 3510.6604 | 3568.2292 | 3898.7363 | 3996.0188 | 4117.498 | 4183.9453
Total |  | 55228.7673 | 58810.5343 | 58050.5429 | 57651.8304 | 59567.7087 | 64239.1778 | 70120.7312 | 73834.331 | 77873.4824 | 85562.1661 | 87957.5229 | 91413.2209 | 93177.4574 | 94713.9304 | 98090.3804 | 99175.0859 | 105659.2291 | 109271.7985 | 116484.7998 | 117962.7426 | 116927.4514 | 120053.4729 | 120835.9832 | 123937.9429 | 121115.5061
Region | Technology | 2024-25 | 2025-26 | 2026-27 | 2027-28 | 2028-29 | 2029-30 | 2030-31 | 2031-32 | 2032-33 | 2033-34 | 2034-35 | 2035-36 | 2036-37 | 2037-38 | 2038-39 | 2039-40 | 2040-41 | 2041-42 | 2042-43 | 2043-44 | 2044-45 | 2045-46 | 2046-47 | 2047-48 | 2048-49
VIC1 | Black Coal | 0 | 0 | 0 | 0 | 0 | 0 | 0 | 0 | 0 | 0 | 0 | 0 | 0 | 0 | 0 | 0 | 0 | 0 | 0 | 0 | 0 | 0 | 0 | 0 | 0
VIC1 | Brown Coal | 22131.8292 | 22045.8973 | 19620.134 | 17636.7533 | 11526.8322 | 11333.493 | 11277.8889 | 8930.5191 | 9728.6225 | 0 | 0 | 0 | 0 | 0 | 0 | 0 | 0 | 0 | 0 | 0 | 0 | 0 | 0 | 0 | 0
VIC1 | CCGT | 0 | 0.00010983 | 0.00010885 | 0.00010735 | 0.00010847 | 0.00010041 | 0.00013086 | 0.00013939 | 0.00016492 | 0.00016866 | 0.0001676 | 0.00016127 | 0.00015894 | 0.00016048 | 0.0001599 | 0.00016108 | 0.00015887 | 0.00016103 | 0.00015707 | 0.00016073 | 0.00015595 | 0.00015644 | 0.00015768 | 0.00015703 | 0.00015696
VIC1 | Gas - Steam | 14.5316 | 13.4421 | 70.2756 | 1287.3711 | 1530.3549 | 1719.68 | 24.8455 | 83.7093 | 217.4009 | 327.0148 | 485.9057 | 192.1388 | 202.5985 | 425.1508 | 239.4155 | 0 | 0 | 0 | 0 | 0 | 0 | 0 | 0 | 0 | 0
VIC1 | OCGT / Diesel | 4.5074 | 0.83269 | 32.4222 | 24.2925 | 160.9862 | 36.6912 | 19.4531 | 56.3146 | 245.0892 | 340.8771 | 1071.3354 | 791.8721 | 602.43 | 1341.36 | 588.3908 | 792.7932 | 594.5084 | 987.1568 | 382.208 | 1260.8798 | 1162.8433 | 911.6375 | 1619.461 | 893.0378 | 831.1636
VIC1 | Hydro | 3337.6411 | 3416.8816 | 3258.7671 | 2730.5567 | 4088.9383 | 3414.6766 | 2945.9523 | 2961.7734 | 2688.85 | 3291.1163 | 3402.4224 | 3234.6997 | 2711.7024 | 4060.4365 | 3410.1215 | 2943.3056 | 2942.848 | 2690.4211 | 3285.0242 | 3387.0495 | 3213.1067 | 2705.2348 | 4055.5687 | 4056.0885 | 4036.4039
VIC1 | Hydrogen Turbine | 0 | 0 | 0 | 0 | 0 | 0 | 0 | 0 | 0 | 0 | 0 | 0 | 0 | 0 | 0 | 0 | 0 | 0 | 0 | 0 | 0 | 0 | 0 | 0 | 0
VIC1 | Wind | 11650.9592 | 14909.5144 | 15770.9388 | 19254.6936 | 22469.1916 | 24850.0597 | 26843.3475 | 33673.2453 | 33351.5966 | 38309.4361 | 40605.3381 | 45613.9765 | 48876.4043 | 48552.6209 | 53160.5402 | 52283.8509 | 55134.9229 | 50434.315 | 51994.02 | 51202.855 | 53304.1931 | 52777.1246 | 49896.692 | 51644.5551 | 52846.4984
VIC1 | Solar PV | 2846.3771 | 2634.6234 | 2676.3183 | 2493.6436 | 2815.9077 | 2911 | 2870.8024 | 2906.8689 | 3179.8399 | 6256.9157 | 5888.5586 | 6093.5489 | 6181.0424 | 5640.6472 | 5831.6618 | 8298.3397 | 7808.8119 | 10084.814 | 10164.9891 | 12011.8029 | 12741.9782 | 13122.5123 | 12205.4492 | 12822.3919 | 13149.382
VIC1 | Grid Battery | 253.2796 | 798.1422 | 1045.2165 | 1030.1401 | 898.0563 | 921.7805 | 951.1133 | 1038.2333 | 1419.676 | 1483.8788 | 2494.6574 | 2552.256 | 2564.3326 | 2204.4143 | 2215.4831 | 2301.6301 | 2094.9231 | 2216.6613 | 2341.783 | 2291.1477 | 2341.109 | 2421.7693 | 2169.6607 | 2325.419 | 2208.0804
VIC1 | PHES | 0 | 0 | 0 | 0 | 1518.5938 | 1618.6734 | 1714.6841 | 1587.3798 | 1556.9342 | 2392.0564 | 2439.9176 | 2516.9683 | 2527.6219 | 2317.8155 | 2187.5243 | 2276.7383 | 1946.0847 | 2147.8513 | 2175.2808 | 2158.1313 | 2265.329 | 2522.4861 | 2276.951 | 1997.878 | 1936.3512
VIC1 | VPP | 96.1573 | 175.6941 | 276.983 | 394.692 | 450.3929 | 629.2499 | 788.322 | 835.0584 | 1006.1775 | 1223.3601 | 1166.6552 | 1345.3165 | 1555.6617 | 1419.9827 | 1587.9313 | 1881.4381 | 1769.861 | 2072.3313 | 2393.1748 | 2522.1133 | 2824.9385 | 3151.8289 | 2910.906 | 3268.8489 | 3205.0996
Total |  | 40335.2825 | 43995.0279 | 42751.0557 | 44852.1431 | 45459.254 | 47435.3043 | 47436.4091 | 52073.1022 | 53394.187 | 53624.6554 | 57554.7906 | 62340.777 | 65221.794 | 65962.4282 | 69221.0686 | 70778.096 | 72291.96 | 70633.551 | 72736.48 | 74833.9795 | 77853.498 | 77612.5936 | 75134.6887 | 77008.2193 | 78212.9793
Region | Technology | 2024-25 | 2025-26 | 2026-27 | 2027-28 | 2028-29 | 2029-30 | 2030-31 | 2031-32 | 2032-33 | 2033-34 | 2034-35 | 2035-36 | 2036-37 | 2037-38 | 2038-39 | 2039-40 | 2040-41 | 2041-42 | 2042-43 | 2043-44 | 2044-45 | 2045-46 | 2046-47 | 2047-48 | 2048-49
SA1 | Black Coal | 0 | 0 | 0 | 0 | 0 | 0 | 0 | 0 | 0 | 0 | 0 | 0 | 0 | 0 | 0 | 0 | 0 | 0 | 0 | 0 | 0 | 0 | 0 | 0 | 0
SA1 | Brown Coal | 0 | 0 | 0 | 0 | 0 | 0 | 0 | 0 | 0 | 0 | 0 | 0 | 0 | 0 | 0 | 0 | 0 | 0 | 0 | 0 | 0 | 0 | 0 | 0 | 0
SA1 | CCGT | 1162.1355 | 1487.9314 | 883.6597 | 1087.9289 | 842.0155 | 527.925 | 738.2166 | 857.6948 | 1130.3335 | 1147.2153 | 1198.2003 | 772.1412 | 651.2379 | 0.00015795 | 0.00015772 | 0.00015821 | 0.00015619 | 0.00015745 | 0.00015458 | 0.0001578 | 0.00015337 | 0.00015387 | 0.00015468 | 0.00015402 | 0.00015353
SA1 | Gas - Steam | 27.625 | 14.9249 | 0 | 0 | 0 | 0 | 0 | 0 | 0 | 0 | 0 | 0 | 0 | 0 | 0 | 0 | 0 | 0 | 0 | 0 | 0 | 0 | 0 | 0 | 0
SA1 | OCGT / Diesel | 784.6913 | 743.7291 | 657.1677 | 664.5669 | 756.4826 | 565.0838 | 518.9647 | 568.5793 | 754.0762 | 901.4708 | 1096.7367 | 639.2018 | 562.8002 | 828.7383 | 664.7982 | 700.048 | 587.2981 | 715.04 | 469.3885 | 898.6806 | 441.728 | 221.4004 | 249.555 | 105.199 | 125.1237
SA1 | Hydro | 0 | 0 | 0 | 0 | 0 | 0 | 0 | 0 | 0 | 0 | 0 | 0 | 0 | 0 | 0 | 0 | 0 | 0 | 0 | 0 | 0 | 0 | 0 | 0 | 0
SA1 | Hydrogen Turbine | 0 | 0 | 0 | 0 | 0 | 0 | 0 | 0 | 0 | 0 | 0 | 0 | 0 | 0 | 0 | 0 | 0 | 0 | 0 | 0 | 0 | 0 | 0 | 0 | 0
SA1 | Wind | 7284.158 | 6490.626 | 9622.191 | 10049.9949 | 11337.2222 | 12993.0489 | 12993.6644 | 13816.8142 | 12841.7173 | 13649.6216 | 12669.7437 | 13822.9613 | 13474.5426 | 13425.1747 | 14755.0364 | 13692.5755 | 14483.8564 | 13394.3204 | 13586.7211 | 12336.9221 | 13871.4408 | 12934.9441 | 14246.0533 | 15538.8778 | 16167.5219
SA1 | Solar PV | 1272.6075 | 2305.8326 | 2243.8492 | 2289.456 | 2802.8363 | 2722.6852 | 2780.9408 | 2693.9519 | 2721.065 | 3798.9503 | 3734.3157 | 3804.3158 | 4036.9797 | 4961.9401 | 5295.5566 | 6061.5837 | 6118.0412 | 9748.1802 | 9833.7972 | 11049.696 | 10810.2474 | 11509.653 | 10920.7127 | 10392.311 | 9910.4788
SA1 | Grid Battery | 292.4219 | 327.6361 | 336.4826 | 334.7665 | 314.8113 | 302.232 | 312.2402 | 284.8839 | 303.5732 | 1110.8425 | 1027.9677 | 1086.908 | 1095.4123 | 1042.3161 | 1020.8375 | 1281.5976 | 1164.1414 | 3306.8919 | 3492.4889 | 3951.7729 | 3890.393 | 4334.6312 | 3562.657 | 3318.3784 | 2989.6304
SA1 | PHES | 0 | 0 | 0 | 0 | 0 | 0 | 0 | 0 | 0 | 0 | 0 | 0 | 0 | 0 | 0 | 0 | 0 | 0 | 0 | 0 | 0 | 0 | 0 | 0 | 0
SA1 | VPP | 78.5255 | 103.2745 | 139.3544 | 181.7439 | 215.9734 | 287.2103 | 363.6594 | 394.5288 | 484.8243 | 577.5498 | 618.0297 | 683.3842 | 778.0837 | 834.8586 | 888.5068 | 967.6069 | 954.6692 | 1122.4624 | 1226.4915 | 1298.3411 | 1355.2395 | 1533.6342 | 1479.9165 | 1517.4902 | 1509.9009
Total |  | 10902.1646 | 11473.9547 | 13882.7047 | 14608.457 | 16269.3414 | 17398.1852 | 17707.6861 | 18616.4529 | 18235.5895 | 21185.6503 | 20344.9939 | 20808.9123 | 20599.0565 | 21093.0281 | 22624.7357 | 22703.4119 | 23308.0065 | 28286.8951 | 28608.8873 | 29535.4129 | 30369.0489 | 30534.263 | 30458.8946 | 30872.2565 | 30702.6559
Region | Technology | 2024-25 | 2025-26 | 2026-27 | 2027-28 | 2028-29 | 2029-30 | 2030-31 | 2031-32 | 2032-33 | 2033-34 | 2034-35 | 2035-36 | 2036-37 | 2037-38 | 2038-39 | 2039-40 | 2040-41 | 2041-42 | 2042-43 | 2043-44 | 2044-45 | 2045-46 | 2046-47 | 2047-48 | 2048-49
TAS1 | Black Coal | 0 | 0 | 0 | 0 | 0 | 0 | 0 | 0 | 0 | 0 | 0 | 0 | 0 | 0 | 0 | 0 | 0 | 0 | 0 | 0 | 0 | 0 | 0 | 0 | 0
TAS1 | Brown Coal | 0 | 0 | 0 | 0 | 0 | 0 | 0 | 0 | 0 | 0 | 0 | 0 | 0 | 0 | 0 | 0 | 0 | 0 | 0 | 0 | 0 | 0 | 0 | 0 | 0
TAS1 | CCGT | 0 | 5.4183e-05 | 5.312e-05 | 5.253e-05 | 5.2432e-05 | 4.9525e-05 | 9.2931e-05 | 9.4662e-05 | 0.00010206 | 0.00010163 | 0.00010442 | 0.00010537 | 0.00011134 | 0.00012168 | 0.00011897 | 0.00012561 | 0.00012454 | 0.00012554 | 0.00012376 | 0.00012612 | 0.00012428 | 0.00012323 | 0.0001259 | 0.00012391 | 0.00013009
TAS1 | Gas - Steam | 0 | 0 | 0 | 0 | 0 | 0 | 0 | 0 | 0 | 0 | 0 | 0 | 0 | 0 | 0 | 0 | 0 | 0 | 0 | 0 | 0 | 0 | 0 | 0 | 0
TAS1 | OCGT / Diesel | 2.9122e-05 | 6.0684e-05 | 5.7318e-05 | 5.4708e-05 | 5.5949e-05 | 4.2111e-05 | 9.2859e-05 | 1.6526 | 9.061 | 8.2333 | 27.5115 | 10.929 | 20.3884 | 47.6062 | 8.0113 | 18.8554 | 1.6962 | 15.3162 | 2.3362 | 12.98 | 12.9507 | 3.5242 | 2.0072 | 2.2585 | 0.00022687
TAS1 | Hydro | 11676.146 | 10788.5776 | 9315.3114 | 8069.9271 | 9158.663 | 8025.4945 | 9029.1609 | 8995.3661 | 10146.9576 | 10037.9279 | 9364.3732 | 8094.2817 | 8604.4108 | 9619.1965 | 8184.3723 | 6931.1769 | 6438.0856 | 6685.997 | 7857.3786 | 6896.0255 | 5415.5584 | 5657.5118 | 7183.1642 | 6560.1761 | 5693.2296
TAS1 | Hydrogen Turbine | 0 | 0 | 0 | 0 | 0 | 0 | 0 | 0 | 0 | 0 | 0 | 0 | 0 | 0 | 0 | 0 | 0 | 0 | 0 | 0 | 0 | 0 | 0 | 0 | 0
TAS1 | Wind | 1634.7092 | 1801.2109 | 3022.964 | 4062.2525 | 3992.4457 | 5259.3787 | 7255.6253 | 7968.5249 | 9236.2644 | 10081.0047 | 10661.7585 | 10615.7862 | 13251.813 | 12644.5559 | 13602.1219 | 12585.3228 | 13553.2633 | 13504.5985 | 13185.4823 | 13824.6757 | 13798.9664 | 14646.0316 | 13959.5746 | 13960.4586 | 13019.2542
TAS1 | Solar PV | 0 | 7.9071e-05 | 0.00013147 | 0.00013406 | 0.00012675 | 0.00014696 | 0.00017677 | 0.0002804 | 0.00033381 | 0.00036149 | 0.00032709 | 674.6108 | 652.5837 | 552.3031 | 610.1198 | 603.5444 | 565.645 | 596.436 | 683.0847 | 626.5081 | 654.8539 | 655.4661 | 551.2867 | 613.585 | 612.5057
TAS1 | Grid Battery | 0 | 0.00046764 | 0.00053662 | 0.00068934 | 0.00072212 | 0.00082171 | 0.0011443 | 0.0019692 | 0.0024867 | 0.0027956 | 0.0030159 | 0.0040584 | 0.0039286 | 0.0037176 | 0.0040921 | 0.0045681 | 0.0056207 | 0.0062358 | 0.0063217 | 0.0081845 | 0.0086829 | 0.0084296 | 0.0078144 | 0.0083009 | 0.0088955
TAS1 | PHES | 0 | 0 | 0 | 0 | 0.0016766 | 0.0018468 | 0.0057161 | 0.0061648 | 47.8309 | 47.3999 | 207.0392 | 470.6702 | 950.138 | 945.5861 | 860.9705 | 882.2026 | 942.1691 | 1372.0001 | 1524.854 | 1398.97 | 1504.5507 | 1647.1182 | 1495.9441 | 1174.0234 | 1297.5049
TAS1 | VPP | 0.12106 | 0.1618 | 1.7127 | 5.3213 | 6.7534 | 13.598 | 38.6763 | 47.8976 | 50.2328 | 66.2086 | 61.3282 | 73.1316 | 97.1148 | 97.2851 | 119.4482 | 129.1301 | 130.0154 | 150.6947 | 168.5901 | 178.7974 | 200.9852 | 203.8913 | 196.8017 | 208.5686 | 238.3862
Total |  | 13310.9763 | 12589.951 | 12339.9889 | 12137.5018 | 13157.8647 | 13298.4742 | 16323.4697 | 17013.4497 | 19490.3497 | 20240.7776 | 20322.014 | 19939.4137 | 23576.4527 | 23906.5368 | 23385.0482 | 21150.2371 | 21630.8804 | 22325.0488 | 23421.7323 | 22937.9649 | 21587.8742 | 22813.5519 | 23388.7865 | 22519.0787 | 20860.8899
Explicitly modelled pumping
Region | Technology | 2024-25 | 2025-26 | 2026-27 | 2027-28 | 2028-29 | 2029-30 | 2030-31 | 2031-32 | 2032-33 | 2033-34 | 2034-35 | 2035-36 | 2036-37 | 2037-38 | 2038-39 | 2039-40 | 2040-41 | 2041-42 | 2042-43 | 2043-44 | 2044-45 | 2045-46 | 2046-47 | 2047-48 | 2048-49
NEM | Grid Battery Pump | 1611.7567 | 2633.5378 | 2962.1555 | 3736.4231 | 3412.393 | 5335.1712 | 6010.0738 | 7017.5515 | 10037.4797 | 11035.9826 | 12795.799 | 13641.3876 | 14850.8814 | 17098.7253 | 17289.3493 | 19033.07 | 20681.6728 | 24106.9868 | 31440.7022 | 32680.5888 | 33379.2942 | 34912.2935 | 30762.9101 | 29190.2627 | 27551.337
NEM | PHES Pump | 2185.0223 | 3097.4505 | 3802.0567 | 3614.1018 | 11719.534 | 13194.6014 | 16862.4872 | 16617.176 | 17079.7789 | 19085.808 | 17154.4297 | 18760.4513 | 18907.1367 | 18320.2206 | 16244.3993 | 15628.2764 | 15095.9688 | 16667.4355 | 17229.3509 | 15516.4157 | 15512.3118 | 16320.3551 | 14860.2071 | 13317.6537 | 11729.5338
NEM | VPP Pump | 407.8594 | 758.7668 | 1196.4812 | 1738.0266 | 2110.7992 | 3054.3177 | 3892.7351 | 4524.0342 | 5454.7889 | 6437.5455 | 6796.3739 | 7658.6883 | 8856.8557 | 8955.421 | 10124.3551 | 10980.5425 | 11429.3159 | 12621.3615 | 14106.3716 | 14776.3757 | 15792.5602 | 17292.4545 | 16929.5531 | 18021.1454 | 18185.8124
Region | Technology | 2024-25 | 2025-26 | 2026-27 | 2027-28 | 2028-29 | 2029-30 | 2030-31 | 2031-32 | 2032-33 | 2033-34 | 2034-35 | 2035-36 | 2036-37 | 2037-38 | 2038-39 | 2039-40 | 2040-41 | 2041-42 | 2042-43 | 2043-44 | 2044-45 | 2045-46 | 2046-47 | 2047-48 | 2048-49
NSW1 | Grid Battery Pump | 450.0224 | 733.2141 | 752.4816 | 1531.1623 | 1462.9993 | 3338.1506 | 3981.8844 | 4893.0307 | 7428.1255 | 7385.8879 | 6789.8127 | 6947.5253 | 7971.8179 | 10969.2568 | 11183.5711 | 11942.6096 | 11544.2314 | 12093.1398 | 14917.629 | 15806.9677 | 17133.4295 | 17558.7224 | 14631.4061 | 14148.5392 | 14529.2606
NSW1 | PHES Pump | 1145.1847 | 1488.9833 | 2109.0882 | 2041.458 | 7320.9959 | 8426.1496 | 9027.8538 | 8665.145 | 8776.8362 | 8723.1175 | 7639.495 | 8180.3178 | 7904.0416 | 7317.3918 | 6147.5728 | 6109.9272 | 5886.0995 | 6330.1776 | 6528.1043 | 5818.3721 | 5591.688 | 6028.7136 | 5365.2247 | 4872.6745 | 3872.3315
NSW1 | VPP Pump | 127.5411 | 267.9244 | 444.2194 | 655.9232 | 836.0026 | 1195.4606 | 1541.8972 | 1810.7724 | 2192.6172 | 2556.0776 | 2748.8481 | 3139.3276 | 3595.6309 | 3750.6397 | 4276.495 | 4594.9127 | 4857.6473 | 5363.6835 | 5751.5901 | 5955.6072 | 6445.1355 | 6933.3571 | 6843.8461 | 7285.7613 | 7458.5019
Region | Technology | 2024-25 | 2025-26 | 2026-27 | 2027-28 | 2028-29 | 2029-30 | 2030-31 | 2031-32 | 2032-33 | 2033-34 | 2034-35 | 2035-36 | 2036-37 | 2037-38 | 2038-39 | 2039-40 | 2040-41 | 2041-42 | 2042-43 | 2043-44 | 2044-45 | 2045-46 | 2046-47 | 2047-48 | 2048-49
QLD1 | Grid Battery Pump | 516.6485 | 568.2082 | 582.3489 | 588.9443 | 521.8132 | 550.5615 | 537.4336 | 561.093 | 568.4715 | 567.0605 | 1830.5012 | 2387.1124 | 2542.131 | 2281.2654 | 2254.745 | 2854.2592 | 5254.5038 | 5439.1186 | 9538.0738 | 9435.4481 | 8804.6402 | 9248.9849 | 9311.9984 | 8275.457 | 6846.9648
QLD1 | PHES Pump | 1039.8376 | 1608.4672 | 1692.9685 | 1572.6438 | 2400.3859 | 2623.6175 | 5593.4607 | 5853.2533 | 6195.6566 | 7127.269 | 6048.1649 | 6664.4376 | 6373.7278 | 6762.2468 | 6064.984 | 5382.5131 | 5337.7465 | 5776.406 | 5768.0972 | 5066.4311 | 4977.2802 | 4722.6629 | 4612.619 | 4189.612 | 3684.6262
QLD1 | VPP Pump | 74.9402 | 161.6533 | 261.2431 | 395.8373 | 484.738 | 763.5345 | 951.2023 | 1208.9889 | 1445.3029 | 1688.7028 | 1873.7555 | 2049.7637 | 2400.966 | 2437.997 | 2781.9014 | 2893.8694 | 3199.2576 | 3335.8425 | 3882.7356 | 4126.879 | 4197.315 | 4586.723 | 4708.576 | 4836.7007 | 4922.2886
Region | Technology | 2024-25 | 2025-26 | 2026-27 | 2027-28 | 2028-29 | 2029-30 | 2030-31 | 2031-32 | 2032-33 | 2033-34 | 2034-35 | 2035-36 | 2036-37 | 2037-38 | 2038-39 | 2039-40 | 2040-41 | 2041-42 | 2042-43 | 2043-44 | 2044-45 | 2045-46 | 2046-47 | 2047-48 | 2048-49
VIC1 | Grid Battery Pump | 299.8294 | 943.8183 | 1229.9875 | 1219.1065 | 1056.2371 | 1087.7881 | 1122.4969 | 1226.4327 | 1680.858 | 1751.4735 | 2943.8941 | 3003.2457 | 3023.3475 | 2598.3985 | 2622.1633 | 2702.7031 | 2479.6113 | 2602.3128 | 2769.8868 | 2692.9796 | 2756.4546 | 2864.3497 | 2546.9539 | 2750.2743 | 2592.0964
VIC1 | PHES Pump | 0 | 0 | 0 | 0 | 1998.15 | 2144.8318 | 2241.1652 | 2098.7695 | 2044.1979 | 3173.2062 | 3191.5117 | 3299.231 | 3358.0627 | 3017.5126 | 2887.5444 | 2986.4854 | 2608.0062 | 2778.7517 | 2902.0154 | 2804.2303 | 2976.3082 | 3366.429 | 2948.6197 | 2676.0602 | 2500.5572
VIC1 | VPP Pump | 113.003 | 207.2517 | 325.3096 | 465.5863 | 528.6312 | 740.2939 | 927.4376 | 983.7498 | 1186.2477 | 1436.3009 | 1374.4818 | 1579.8873 | 1830.1906 | 1670.5676 | 1876.584 | 2205.0269 | 2092.076 | 2428.1501 | 2826.8804 | 2958.4763 | 3320.792 | 3721.928 | 3410.7012 | 3861.226 | 3755.1836
Region | Technology | 2024-25 | 2025-26 | 2026-27 | 2027-28 | 2028-29 | 2029-30 | 2030-31 | 2031-32 | 2032-33 | 2033-34 | 2034-35 | 2035-36 | 2036-37 | 2037-38 | 2038-39 | 2039-40 | 2040-41 | 2041-42 | 2042-43 | 2043-44 | 2044-45 | 2045-46 | 2046-47 | 2047-48 | 2048-49
SA1 | Grid Battery Pump | 345.2564 | 388.2967 | 397.3369 | 397.2092 | 371.3425 | 358.67 | 368.2576 | 336.9927 | 360.0218 | 1331.5574 | 1231.5874 | 1303.4994 | 1313.5804 | 1249.8002 | 1228.8651 | 1533.4925 | 1403.3197 | 3972.4082 | 4215.1051 | 4745.1837 | 4684.7596 | 5240.2265 | 4272.5425 | 4015.9824 | 3583.0046
SA1 | PHES Pump | 0 | 0 | 0 | 0 | 0 | 0 | 0 | 0 | 0 | 0 | 0 | 0 | 0 | 0 | 0 | 0 | 0 | 0 | 0 | 0 | 0 | 0 | 0 | 0 | 0
SA1 | VPP Pump | 92.2293 | 121.7529 | 163.6929 | 214.4126 | 253.49 | 338.9321 | 426.797 | 464.1515 | 571.477 | 678.6398 | 726.8287 | 803.9814 | 915.3926 | 982.1865 | 1048.777 | 1134.8861 | 1127.1561 | 1316.5281 | 1446.0984 | 1524.9956 | 1593.7472 | 1809.5449 | 1735.758 | 1791.085 | 1770.5515
Region | Technology | 2024-25 | 2025-26 | 2026-27 | 2027-28 | 2028-29 | 2029-30 | 2030-31 | 2031-32 | 2032-33 | 2033-34 | 2034-35 | 2035-36 | 2036-37 | 2037-38 | 2038-39 | 2039-40 | 2040-41 | 2041-42 | 2042-43 | 2043-44 | 2044-45 | 2045-46 | 2046-47 | 2047-48 | 2048-49
TAS1 | Grid Battery Pump | 0 | 0.00055522 | 0.0006369 | 0.00081865 | 0.000857 | 0.00097537 | 0.0013576 | 0.00234 | 0.0029532 | 0.0033185 | 0.003586 | 0.004816 | 0.004673 | 0.0044106 | 0.0048628 | 0.0054287 | 0.0066835 | 0.007411 | 0.0075153 | 0.0097334 | 0.010304 | 0.010031 | 0.0092778 | 0.0098691 | 0.010557
TAS1 | PHES Pump | 0 | 0 | 0 | 0 | 0.0022139 | 0.00244 | 0.0075077 | 0.0081653 | 63.0883 | 62.2153 | 275.2581 | 616.4649 | 1271.3045 | 1223.0694 | 1144.2981 | 1149.3508 | 1264.1166 | 1782.1003 | 2031.134 | 1827.3821 | 1967.0353 | 2202.5495 | 1933.7437 | 1579.307 | 1672.019
TAS1 | VPP Pump | 0.14568 | 0.18467 | 2.0162 | 6.2672 | 7.9373 | 16.0966 | 45.4011 | 56.3717 | 59.144 | 77.8244 | 72.4598 | 85.7282 | 114.6756 | 114.0301 | 140.5977 | 151.8474 | 153.1789 | 177.1573 | 199.0671 | 210.4176 | 235.5705 | 240.9015 | 230.6718 | 246.3724 | 279.2869

## BaseCase_Capacity
Installed capacity by technology (MW) - BaseCase, Step Change Scenario
Capacity calculated on 1 July. In early study years some wind and solar projects enter later in the financial year and are therefore reflected in the following financial year's capacity. Non-scheduled generation including Distributed PV is not shown.
Explicitly modelled generation
Region | Technology | 2024-25 | 2025-26 | 2026-27 | 2027-28 | 2028-29 | 2029-30 | 2030-31 | 2031-32 | 2032-33 | 2033-34 | 2034-35 | 2035-36 | 2036-37 | 2037-38 | 2038-39 | 2039-40 | 2040-41 | 2041-42 | 2042-43 | 2043-44 | 2044-45 | 2045-46 | 2046-47 | 2047-48 | 2048-49
NEM | Black Coal | 16456 | 16456 | 13576 | 12231 | 10546 | 8616 | 6671 | 5706 | 4626 | 2986 | 1390 | 1390 | 660 | 0 | 0 | 0 | 0 | 0 | 0 | 0 | 0 | 0 | 0 | 0 | 0
NEM | Brown Coal | 4835 | 4835 | 4835 | 4255 | 2805 | 2805 | 2805 | 2225 | 2225 | 0 | 0 | 0 | 0 | 0 | 0 | 0 | 0 | 0 | 0 | 0 | 0 | 0 | 0 | 0 | 0
NEM | CCGT | 2954.9 | 2954.9 | 2954.9 | 2774.9 | 2774.9 | 2774.9 | 2774.9 | 2774.9 | 2774.9 | 2774.9 | 2774.9 | 2774.9 | 2389.9 | 1860.9 | 1860.9 | 1716.5 | 1716.5 | 1716.5 | 1716.5 | 1276.5 | 1276.5 | 632 | 388 | 388 | 388
NEM | Gas - Steam | 1300 | 1300 | 500 | 500 | 500 | 500 | 500 | 500 | 500 | 500 | 500 | 500 | 500 | 500 | 500 | 0 | 0 | 0 | 0 | 0 | 0 | 0 | 0 | 0 | 0
NEM | OCGT / Diesel | 8305.359 | 8305.359 | 8305.359 | 8305.359 | 8305.359 | 8305.3592 | 7922.8592 | 7922.8592 | 7645.9994 | 7052.4995 | 6935.5006 | 7788.0884 | 7788.0886 | 9518.219 | 9518.219 | 9078.219 | 8958.2192 | 8958.2194 | 8864.2194 | 9485.3797 | 10038.9547 | 9915.7547 | 9212.7548 | 8628.7548 | 9168.8216
NEM | Hydro | 7507.42 | 7507.42 | 7507.42 | 7507.42 | 7507.42 | 7507.42 | 7507.42 | 7507.42 | 7507.42 | 7507.42 | 7507.42 | 7507.42 | 7507.42 | 7421.02 | 7421.02 | 7421.02 | 7421.02 | 7421.02 | 7355.02 | 7355.02 | 7355.02 | 7355.02 | 7355.02 | 7355.02 | 7355.02
NEM | Hydrogen Turbine | 0 | 0 | 0 | 0 | 0 | 0 | 0 | 0 | 0 | 0 | 0 | 0 | 0 | 0 | 0 | 0 | 0 | 0 | 0 | 0 | 0 | 0 | 0 | 0 | 0
NEM | Wind | 12114.048 | 18762.9643 | 24817.2647 | 30781.5144 | 36615.1612 | 42991.0641 | 44128.7195 | 45128.7202 | 48486.8206 | 54129.2059 | 57447.9516 | 58180.0518 | 60526.6839 | 63015.4852 | 65013.3176 | 65778.8662 | 65195.5576 | 65147.2595 | 65096.71 | 64068.447 | 63159.557 | 63420.2873 | 65739.621 | 67939.8687 | 71044.9248
NEM | Solar PV | 10576.491 | 11900.8739 | 12087.3599 | 12818.1094 | 14932.0106 | 18883.6374 | 18883.6374 | 21062.2463 | 22525.5073 | 27183.6151 | 27764.7164 | 28178.146 | 29362.6564 | 36785.4387 | 39759.4482 | 46343.1403 | 52314.0767 | 56668.6368 | 59913.5898 | 67407.0096 | 66825.4296 | 67902.6463 | 73988.5763 | 73420.3717 | 75476.0708
NEM | Grid Battery | 2317.4 | 4278.4016 | 4628.4038 | 4953.4055 | 4953.4055 | 5657.5901 | 5627.5903 | 6242.0059 | 7480.8014 | 7812.618 | 9567.7854 | 9878.7442 | 10123.9594 | 12129.8512 | 12024.8513 | 12532.4934 | 13793.9446 | 14806.0813 | 17611.2104 | 18236.7581 | 17673.8536 | 17663.8525 | 17661.8512 | 17336.8502 | 17286.0508
NEM | PHES | 810 | 1060 | 1060 | 1060 | 3560.2493 | 5783.8434 | 7781.8447 | 7781.8448 | 7802.4683 | 8119.797 | 8338.1007 | 8794.9892 | 8997.5271 | 8997.5289 | 8997.529 | 8998.614 | 9156.6116 | 9402.6986 | 9402.6987 | 9430.7283 | 9430.7284 | 9439.5897 | 9439.6148 | 9439.615 | 9820.8624
NEM | VPP | 465.39 | 865.09 | 1338.81 | 1937.09 | 2620.4099 | 3743.7901 | 4673.6 | 5606.7 | 6613 | 7696.0901 | 8891.7099 | 10188.0002 | 11325.3999 | 12553.6999 | 13871.8101 | 15003.4998 | 16133 | 17247.2003 | 18392.8899 | 19547.2 | 20775.4001 | 22044.5002 | 23192.4899 | 24355.9998 | 25520
Total |  | 67642.008 | 78226.0088 | 81610.5174 | 87123.7982 | 95119.9156 | 107568.6042 | 109276.5711 | 112457.6963 | 118187.917 | 125762.1456 | 131118.0845 | 135180.3397 | 139181.6353 | 152782.143 | 158967.0952 | 166872.3526 | 174688.9295 | 181367.6157 | 188352.8382 | 196807.0426 | 196535.4434 | 198373.6508 | 206977.9278 | 208864.4802 | 216059.7504
Region | Technology | 2024-25 | 2025-26 | 2026-27 | 2027-28 | 2028-29 | 2029-30 | 2030-31 | 2031-32 | 2032-33 | 2033-34 | 2034-35 | 2035-36 | 2036-37 | 2037-38 | 2038-39 | 2039-40 | 2040-41 | 2041-42 | 2042-43 | 2043-44 | 2044-45 | 2045-46 | 2046-47 | 2047-48 | 2048-49
NSW1 | Black Coal | 8330 | 8330 | 5450 | 5450 | 4130 | 2760 | 2075 | 1390 | 1390 | 1390 | 1390 | 1390 | 660 | 0 | 0 | 0 | 0 | 0 | 0 | 0 | 0 | 0 | 0 | 0 | 0
NSW1 | Brown Coal | 0 | 0 | 0 | 0 | 0 | 0 | 0 | 0 | 0 | 0 | 0 | 0 | 0 | 0 | 0 | 0 | 0 | 0 | 0 | 0 | 0 | 0 | 0 | 0 | 0
NSW1 | CCGT | 440 | 440 | 440 | 440 | 440 | 440 | 440 | 440 | 440 | 440 | 440 | 440 | 440 | 440 | 440 | 440 | 440 | 440 | 440 | 0 | 0 | 0 | 0 | 0 | 0
NSW1 | Gas - Steam | 0 | 0 | 0 | 0 | 0 | 0 | 0 | 0 | 0 | 0 | 0 | 0 | 0 | 0 | 0 | 0 | 0 | 0 | 0 | 0 | 0 | 0 | 0 | 0 | 0
NSW1 | OCGT / Diesel | 2688.999 | 2688.999 | 2688.999 | 2688.999 | 2688.999 | 2688.9992 | 2688.9992 | 2688.9992 | 2688.9993 | 2688.9993 | 2688.9993 | 2638.9993 | 2638.9995 | 4369.13 | 4369.13 | 4369.13 | 4369.13 | 4369.13 | 4369.13 | 4369.13 | 3520.131 | 3520.131 | 3520.131 | 3520.131 | 3906.6472
NSW1 | Hydro | 2525 | 2525 | 2525 | 2525 | 2525 | 2525 | 2525 | 2525 | 2525 | 2525 | 2525 | 2525 | 2525 | 2525 | 2525 | 2525 | 2525 | 2525 | 2525 | 2525 | 2525 | 2525 | 2525 | 2525 | 2525
NSW1 | Hydrogen Turbine | 0 | 0 | 0 | 0 | 0 | 0 | 0 | 0 | 0 | 0 | 0 | 0 | 0 | 0 | 0 | 0 | 0 | 0 | 0 | 0 | 0 | 0 | 0 | 0 | 0
NSW1 | Wind | 2820.72 | 5127.9863 | 8241.0926 | 10394.483 | 12727.9816 | 14774.8273 | 14774.8273 | 14774.8273 | 14774.8276 | 14896.6547 | 16316.283 | 16316.283 | 16870.7772 | 17114.9047 | 16912.4248 | 16950.3521 | 16589.8521 | 16541.5525 | 16541.5525 | 15976.5725 | 15976.5725 | 15732.7725 | 17121.5909 | 17288.9629 | 17481.4956
NSW1 | Solar PV | 4655.013 | 5356.8153 | 5543.3012 | 6268.6241 | 8108.7807 | 12011.2968 | 12011.2968 | 12215.6182 | 12525.1175 | 12805.7001 | 12805.7001 | 12805.7001 | 12805.7001 | 17770.0695 | 18946.4048 | 22153.0241 | 23645.2031 | 23645.2107 | 23783.9581 | 27539.3371 | 27539.3371 | 27539.3371 | 29574.7398 | 29768.667 | 30516.5708
NSW1 | Grid Battery | 585 | 1645.0008 | 1645.002 | 1970.0022 | 1970.0022 | 2674.1867 | 2674.1867 | 3112.3373 | 4066.9277 | 4036.929 | 4036.929 | 4036.929 | 4282.1442 | 6288.0359 | 6288.036 | 6288.0418 | 6288.0421 | 6288.0812 | 7458.9163 | 8037.9922 | 8170.0877 | 8170.0876 | 8170.0869 | 7845.0877 | 7845.0878
NSW1 | PHES | 240 | 240 | 240 | 240 | 1644.5635 | 3868.1575 | 3868.1575 | 3868.1575 | 3868.1576 | 3868.1576 | 3868.1576 | 3868.1576 | 3868.1577 | 3868.1583 | 3868.1584 | 3868.1586 | 3868.1587 | 3868.1589 | 3868.1589 | 3868.1591 | 3868.1591 | 3868.1592 | 3868.1592 | 3868.1594 | 3868.1594
NSW1 | VPP | 160.19 | 310.79 | 499.01 | 735.39 | 1008.01 | 1443.49 | 1796.2 | 2150.9 | 2536.5 | 2950.4901 | 3414.5099 | 3905.9001 | 4340.2999 | 4804.9 | 5303.2101 | 5714.7999 | 6120.8999 | 6519.0002 | 6930.8898 | 7343.0999 | 7780.7999 | 8225.8001 | 8623.1899 | 9024.8999 | 9418.1001
Total |  | 22444.922 | 26664.5914 | 27272.4047 | 30712.4984 | 35243.3371 | 43185.9577 | 42853.6676 | 43165.8396 | 44815.5297 | 45601.9306 | 47485.5788 | 47926.969 | 48431.0786 | 57180.1984 | 58652.364 | 62308.5065 | 63846.2859 | 64196.1335 | 65917.6057 | 69659.2908 | 69380.0873 | 69581.2875 | 73402.8977 | 73840.9079 | 75561.0607
Region | Technology | 2024-25 | 2025-26 | 2026-27 | 2027-28 | 2028-29 | 2029-30 | 2030-31 | 2031-32 | 2032-33 | 2033-34 | 2034-35 | 2035-36 | 2036-37 | 2037-38 | 2038-39 | 2039-40 | 2040-41 | 2041-42 | 2042-43 | 2043-44 | 2044-45 | 2045-46 | 2046-47 | 2047-48 | 2048-49
QLD1 | Black Coal | 8126 | 8126 | 8126 | 6781 | 6416 | 5856 | 4596 | 4316 | 3236 | 1596 | 0 | 0 | 0 | 0 | 0 | 0 | 0 | 0 | 0 | 0 | 0 | 0 | 0 | 0 | 0
QLD1 | Brown Coal | 0 | 0 | 0 | 0 | 0 | 0 | 0 | 0 | 0 | 0 | 0 | 0 | 0 | 0 | 0 | 0 | 0 | 0 | 0 | 0 | 0 | 0 | 0 | 0 | 0
QLD1 | CCGT | 1597.9 | 1597.9 | 1597.9 | 1597.9 | 1597.9 | 1597.9 | 1597.9 | 1597.9 | 1597.9 | 1597.9 | 1597.9 | 1597.9 | 1212.9 | 1212.9 | 1212.9 | 1068.5 | 1068.5 | 1068.5 | 1068.5 | 1068.5 | 1068.5 | 424 | 180 | 180 | 180
QLD1 | Gas - Steam | 0 | 0 | 0 | 0 | 0 | 0 | 0 | 0 | 0 | 0 | 0 | 0 | 0 | 0 | 0 | 0 | 0 | 0 | 0 | 0 | 0 | 0 | 0 | 0 | 0
QLD1 | OCGT / Diesel | 1954.5 | 1954.5 | 1954.5 | 1954.5 | 1954.5 | 1954.5 | 1954.5 | 1954.5 | 1954.5 | 1531 | 1414.0002 | 1414.0003 | 1414.0003 | 1414.0003 | 1414.0003 | 1414.0003 | 1414.0003 | 1414.0003 | 1414.0003 | 1414.0003 | 1414.0003 | 1414.0004 | 865.0004 | 865.0004 | 1018.5511
QLD1 | Hydro | 152.4 | 152.4 | 152.4 | 152.4 | 152.4 | 152.4 | 152.4 | 152.4 | 152.4 | 152.4 | 152.4 | 152.4 | 152.4 | 66 | 66 | 66 | 66 | 66 | 0 | 0 | 0 | 0 | 0 | 0 | 0
QLD1 | Hydrogen Turbine | 0 | 0 | 0 | 0 | 0 | 0 | 0 | 0 | 0 | 0 | 0 | 0 | 0 | 0 | 0 | 0 | 0 | 0 | 0 | 0 | 0 | 0 | 0 | 0 | 0
QLD1 | Wind | 1551.408 | 5261.9924 | 6354.5143 | 8453.2577 | 9548.0582 | 12352.502 | 12352.502 | 12352.5027 | 14625.8617 | 18348.6052 | 19772.7225 | 19772.7225 | 20330.3885 | 21475.4133 | 22141.7468 | 22141.7468 | 22141.7468 | 22141.7471 | 22141.7477 | 22216.1246 | 21763.2346 | 23474.5249 | 23499.5723 | 25257.048 | 25402.9406
QLD1 | Solar PV | 4013.785 | 4013.785 | 4013.785 | 4013.785 | 4013.7862 | 4062.8969 | 4062.8969 | 6043.3043 | 7197.0607 | 9525.0465 | 10106.1478 | 10106.1478 | 11290.6582 | 13037.799 | 14453.1774 | 14955.064 | 19200.883 | 19654.2611 | 22760.4667 | 23275.3385 | 23074.2385 | 24189.9383 | 27308.7251 | 26575.8251 | 26906.8284
QLD1 | Grid Battery | 622 | 772.0001 | 772.0004 | 772.0008 | 772.0008 | 772.0008 | 772.0008 | 772.0008 | 772.001 | 772.0035 | 1310.9415 | 1584.7068 | 1584.7068 | 1584.7068 | 1484.7068 | 1845.8725 | 3081.2084 | 3081.2084 | 4715.5023 | 4857.8317 | 4443.8317 | 4443.8316 | 4441.8315 | 4441.8306 | 4441.8306
QLD1 | PHES | 570 | 820 | 820 | 820 | 1215.6811 | 1215.6811 | 3213.6811 | 3213.6811 | 3213.6811 | 3213.6813 | 3271.9581 | 3612.966 | 3612.9661 | 3612.9672 | 3612.9672 | 3612.9674 | 3612.9676 | 3612.9677 | 3612.9678 | 3640.997 | 3640.997 | 3649.8583 | 3649.8833 | 3649.8833 | 4031.1306
QLD1 | VPP | 85.4 | 183.3 | 289.4 | 430.3 | 601.6 | 901.9 | 1154.9 | 1405.7 | 1672.4 | 1957.3 | 2252.7 | 2586 | 2860.3999 | 3156.6001 | 3480 | 3762.7 | 4050.5 | 4334.7002 | 4623.1001 | 4912.6001 | 5213.1001 | 5527.5 | 5813.5 | 6104.1001 | 6400.8999
Total |  | 18673.393 | 22881.8775 | 24080.4997 | 24975.1435 | 26271.9263 | 28865.7808 | 29856.7808 | 31807.9888 | 34421.8046 | 38693.9365 | 39878.7699 | 40826.8434 | 42458.4197 | 45560.3866 | 47865.4985 | 48866.8511 | 54635.8061 | 55373.3848 | 60336.2849 | 61385.3923 | 60617.9023 | 63123.6534 | 65758.5125 | 67073.6874 | 68382.1812
Region | Technology | 2024-25 | 2025-26 | 2026-27 | 2027-28 | 2028-29 | 2029-30 | 2030-31 | 2031-32 | 2032-33 | 2033-34 | 2034-35 | 2035-36 | 2036-37 | 2037-38 | 2038-39 | 2039-40 | 2040-41 | 2041-42 | 2042-43 | 2043-44 | 2044-45 | 2045-46 | 2046-47 | 2047-48 | 2048-49
VIC1 | Black Coal | 0 | 0 | 0 | 0 | 0 | 0 | 0 | 0 | 0 | 0 | 0 | 0 | 0 | 0 | 0 | 0 | 0 | 0 | 0 | 0 | 0 | 0 | 0 | 0 | 0
VIC1 | Brown Coal | 4835 | 4835 | 4835 | 4255 | 2805 | 2805 | 2805 | 2225 | 2225 | 0 | 0 | 0 | 0 | 0 | 0 | 0 | 0 | 0 | 0 | 0 | 0 | 0 | 0 | 0 | 0
VIC1 | CCGT | 0 | 0 | 0 | 0 | 0 | 0 | 0 | 0 | 0 | 0 | 0 | 0 | 0 | 0 | 0 | 0 | 0 | 0 | 0 | 0 | 0 | 0 | 0 | 0 | 0
VIC1 | Gas - Steam | 500 | 500 | 500 | 500 | 500 | 500 | 500 | 500 | 500 | 500 | 500 | 500 | 500 | 500 | 500 | 0 | 0 | 0 | 0 | 0 | 0 | 0 | 0 | 0 | 0
VIC1 | OCGT / Diesel | 1900 | 1900 | 1900 | 1900 | 1900 | 1900 | 1900 | 1900 | 1900 | 1730.0001 | 1730.0005 | 2702.8457 | 2702.8457 | 2702.8457 | 2702.8457 | 2262.8457 | 2262.8457 | 2262.8457 | 2168.8457 | 2418.2733 | 4030.8457 | 4030.8457 | 4030.8457 | 3446.8457 | 3446.8457
VIC1 | Hydro | 2279.02 | 2279.02 | 2279.02 | 2279.02 | 2279.02 | 2279.02 | 2279.02 | 2279.02 | 2279.02 | 2279.02 | 2279.02 | 2279.02 | 2279.02 | 2279.02 | 2279.02 | 2279.02 | 2279.02 | 2279.02 | 2279.02 | 2279.02 | 2279.02 | 2279.02 | 2279.02 | 2279.02 | 2279.02
VIC1 | Hydrogen Turbine | 0 | 0 | 0 | 0 | 0 | 0 | 0 | 0 | 0 | 0 | 0 | 0 | 0 | 0 | 0 | 0 | 0 | 0 | 0 | 0 | 0 | 0 | 0 | 0 | 0
VIC1 | Wind | 4416.36 | 5047.4243 | 5803.8249 | 6997.6475 | 8453.9785 | 8922.0365 | 9886.6262 | 10886.6262 | 11553.6264 | 12665.2988 | 13140.2988 | 14140.299 | 15140.2991 | 16073.099 | 16653.099 | 17653.099 | 17364.799 | 17364.7991 | 17314.2491 | 16990.4491 | 16678.4491 | 15814.8891 | 15814.8891 | 15574.8892 | 17741.3961
VIC1 | Solar PV | 1208.073 | 1473.6536 | 1473.6536 | 1473.6536 | 1473.6544 | 1473.6544 | 1473.6544 | 1473.6545 | 1473.6592 | 2934.7652 | 2934.7652 | 2934.7652 | 2934.7652 | 2934.7653 | 2954.1277 | 4883.2748 | 4883.2748 | 6379.9562 | 6379.9562 | 8490.5441 | 8380.0641 | 8348.9611 | 8530.7949 | 8580.7631 | 9415.8346
VIC1 | Grid Battery | 580.33 | 1050.3306 | 1400.331 | 1400.3315 | 1400.3315 | 1400.3315 | 1400.3315 | 1576.5959 | 1860.7959 | 1805.4675 | 3046.6969 | 3046.6969 | 3046.6969 | 3046.6969 | 3041.6969 | 3041.6969 | 3041.6969 | 2741.697 | 2741.697 | 2541.697 | 2541.6971 | 2541.6964 | 2541.6961 | 2541.6957 | 2541.6959
VIC1 | PHES | 0 | 0 | 0 | 0 | 700.0041 | 700.0041 | 700.0041 | 700.0041 | 700.0042 | 1017.3326 | 1100.0032 | 1100.0032 | 1100.0032 | 1100.0032 | 1100.0032 | 1100.0032 | 1100.0032 | 1100.0033 | 1100.0033 | 1100.0033 | 1100.0033 | 1100.0033 | 1100.0033 | 1100.0033 | 1100.0033
VIC1 | VPP | 120.4 | 225.6 | 352.1 | 506.9 | 670.6 | 931.2 | 1145.5 | 1363.4 | 1599.2 | 1857.2 | 2153.3 | 2481.1001 | 2780.6001 | 3104.3999 | 3440.5 | 3737.3999 | 4039.2 | 4341.7998 | 4654.3999 | 4975.1001 | 5324.2002 | 5691.1001 | 6026.6001 | 6368.2998 | 6712
Total |  | 15839.183 | 17311.0285 | 18543.9295 | 19312.5526 | 20182.5885 | 20911.2466 | 22090.1363 | 22904.3007 | 24091.3056 | 24789.0842 | 26884.0846 | 29184.7301 | 30484.2302 | 31740.8299 | 32671.2925 | 34957.3395 | 34970.8396 | 36470.121 | 36638.1712 | 38795.0869 | 40334.2794 | 39806.5157 | 40323.8491 | 39891.5168 | 43236.7956
Region | Technology | 2024-25 | 2025-26 | 2026-27 | 2027-28 | 2028-29 | 2029-30 | 2030-31 | 2031-32 | 2032-33 | 2033-34 | 2034-35 | 2035-36 | 2036-37 | 2037-38 | 2038-39 | 2039-40 | 2040-41 | 2041-42 | 2042-43 | 2043-44 | 2044-45 | 2045-46 | 2046-47 | 2047-48 | 2048-49
SA1 | Black Coal | 0 | 0 | 0 | 0 | 0 | 0 | 0 | 0 | 0 | 0 | 0 | 0 | 0 | 0 | 0 | 0 | 0 | 0 | 0 | 0 | 0 | 0 | 0 | 0 | 0
SA1 | Brown Coal | 0 | 0 | 0 | 0 | 0 | 0 | 0 | 0 | 0 | 0 | 0 | 0 | 0 | 0 | 0 | 0 | 0 | 0 | 0 | 0 | 0 | 0 | 0 | 0 | 0
SA1 | CCGT | 709 | 709 | 709 | 529 | 529 | 529 | 529 | 529 | 529 | 529 | 529 | 529 | 529 | 0 | 0 | 0 | 0 | 0 | 0 | 0 | 0 | 0 | 0 | 0 | 0
SA1 | Gas - Steam | 800 | 800 | 0 | 0 | 0 | 0 | 0 | 0 | 0 | 0 | 0 | 0 | 0 | 0 | 0 | 0 | 0 | 0 | 0 | 0 | 0 | 0 | 0 | 0 | 0
SA1 | OCGT / Diesel | 1583.86 | 1583.86 | 1583.86 | 1583.86 | 1583.86 | 1583.86 | 1201.36 | 1201.36 | 924.5001 | 924.5001 | 924.5005 | 854.2429 | 854.2429 | 854.2429 | 854.2429 | 854.2429 | 854.2429 | 854.2429 | 854.2429 | 1225.9755 | 1015.9755 | 892.7755 | 738.7755 | 738.7755 | 738.7755
SA1 | Hydro | 0 | 0 | 0 | 0 | 0 | 0 | 0 | 0 | 0 | 0 | 0 | 0 | 0 | 0 | 0 | 0 | 0 | 0 | 0 | 0 | 0 | 0 | 0 | 0 | 0
SA1 | Hydrogen Turbine | 0 | 0 | 0 | 0 | 0 | 0 | 0 | 0 | 0 | 0 | 0 | 0 | 0 | 0 | 0 | 0 | 0 | 0 | 0 | 0 | 0 | 0 | 0 | 0 | 0
SA1 | Wind | 2762.21 | 2762.21 | 3544.2716 | 3736.5682 | 4371.8975 | 5129.6207 | 5063.6207 | 5063.6207 | 5063.6209 | 5310.9913 | 5310.9913 | 5043.0913 | 4858.2913 | 5025.1404 | 5603.8706 | 5331.4895 | 5292.4896 | 5292.4906 | 5292.4906 | 5078.6307 | 5078.6307 | 4735.4307 | 5640.8985 | 6156.2986 | 6756.4222
SA1 | Solar PV | 699.62 | 1056.6201 | 1056.6201 | 1062.0467 | 1335.7892 | 1335.7892 | 1335.7892 | 1329.6692 | 1329.6697 | 1918.1032 | 1918.1032 | 1918.1032 | 1918.1032 | 2629.375 | 2992.3082 | 3938.347 | 4171.2855 | 6575.7782 | 6575.7782 | 7688.3593 | 7418.3593 | 7410.9793 | 8160.8858 | 8081.6858 | 8223.4057
SA1 | Grid Battery | 530.07 | 811.0701 | 811.0704 | 811.0709 | 811.0709 | 811.0709 | 781.0709 | 781.0713 | 781.0761 | 1198.2172 | 1173.2172 | 1210.4104 | 1210.4104 | 1210.4104 | 1210.4104 | 1356.8807 | 1382.9954 | 2695.0928 | 2695.0928 | 2799.2346 | 2518.2346 | 2508.2345 | 2508.2343 | 2508.2339 | 2457.4339
SA1 | PHES | 0 | 0 | 0 | 0 | 0 | 0 | 0 | 0 | 0 | 0 | 0 | 0 | 0 | 0 | 0 | 0 | 0 | 0 | 0 | 0 | 0 | 0 | 0 | 0 | 0
SA1 | VPP | 96.4 | 139.1 | 187.1 | 246.5 | 313.2 | 425.8 | 522.4 | 617.3 | 718.7 | 826 | 945 | 1065.3 | 1171.5 | 1289.6 | 1420.8 | 1534.1 | 1642.8 | 1746.4 | 1852.3 | 1956.6 | 2068 | 2180.3 | 2280.8999 | 2381.2 | 2481.8
Total |  | 7181.16 | 7861.8602 | 7891.9221 | 7969.0458 | 8944.8176 | 9815.1408 | 9433.2408 | 9522.0211 | 9346.5668 | 10706.8117 | 10800.8121 | 10620.1478 | 10541.5477 | 11008.7686 | 12081.6321 | 13015.0601 | 13343.8134 | 17164.0045 | 17269.9046 | 18748.8 | 18099.2001 | 17727.72 | 19329.6941 | 19866.1938 | 20657.8374
Region | Technology | 2024-25 | 2025-26 | 2026-27 | 2027-28 | 2028-29 | 2029-30 | 2030-31 | 2031-32 | 2032-33 | 2033-34 | 2034-35 | 2035-36 | 2036-37 | 2037-38 | 2038-39 | 2039-40 | 2040-41 | 2041-42 | 2042-43 | 2043-44 | 2044-45 | 2045-46 | 2046-47 | 2047-48 | 2048-49
TAS1 | Black Coal | 0 | 0 | 0 | 0 | 0 | 0 | 0 | 0 | 0 | 0 | 0 | 0 | 0 | 0 | 0 | 0 | 0 | 0 | 0 | 0 | 0 | 0 | 0 | 0 | 0
TAS1 | Brown Coal | 0 | 0 | 0 | 0 | 0 | 0 | 0 | 0 | 0 | 0 | 0 | 0 | 0 | 0 | 0 | 0 | 0 | 0 | 0 | 0 | 0 | 0 | 0 | 0 | 0
TAS1 | CCGT | 208 | 208 | 208 | 208 | 208 | 208 | 208 | 208 | 208 | 208 | 208 | 208 | 208 | 208 | 208 | 208 | 208 | 208 | 208 | 208 | 208 | 208 | 208 | 208 | 208
TAS1 | Gas - Steam | 0 | 0 | 0 | 0 | 0 | 0 | 0 | 0 | 0 | 0 | 0 | 0 | 0 | 0 | 0 | 0 | 0 | 0 | 0 | 0 | 0 | 0 | 0 | 0 | 0
TAS1 | OCGT / Diesel | 178 | 178 | 178 | 178 | 178 | 178 | 178 | 178 | 178 | 178 | 178.0001 | 178.0002 | 178.0002 | 178.0002 | 178.0002 | 178.0002 | 58.0003 | 58.0005 | 58.0005 | 58.0005 | 58.0022 | 58.0022 | 58.0022 | 58.0022 | 58.0022
TAS1 | Hydro | 2551 | 2551 | 2551 | 2551 | 2551 | 2551 | 2551 | 2551 | 2551 | 2551 | 2551 | 2551 | 2551 | 2551 | 2551 | 2551 | 2551 | 2551 | 2551 | 2551 | 2551 | 2551 | 2551 | 2551 | 2551
TAS1 | Hydrogen Turbine | 0 | 0 | 0 | 0 | 0 | 0 | 0 | 0 | 0 | 0 | 0 | 0 | 0 | 0 | 0 | 0 | 0 | 0 | 0 | 0 | 0 | 0 | 0 | 0 | 0
TAS1 | Wind | 563.35 | 563.3513 | 873.5613 | 1199.5579 | 1513.2454 | 1812.0776 | 2051.1433 | 2051.1433 | 2468.8839 | 2907.656 | 2907.656 | 2907.656 | 3326.9278 | 3326.9279 | 3702.1764 | 3702.1788 | 3806.6701 | 3806.6701 | 3806.6701 | 3806.6701 | 3662.6701 | 3662.6701 | 3662.6701 | 3662.6701 | 3662.6703
TAS1 | Solar PV | 0 | 0 | 0 | 0 | 0 | 0 | 0 | 0.00016737 | 0.00016755 | 0.00016765 | 0.00016769 | 413.4298 | 413.4298 | 413.43 | 413.43 | 413.4303 | 413.4303 | 413.4305 | 413.4305 | 413.4306 | 413.4306 | 413.4306 | 413.4307 | 413.4307 | 413.4313
TAS1 | Grid Battery | 0 | 0 | 0 | 0.00011535 | 0.00012606 | 0.00014421 | 0.00032961 | 0.00058602 | 0.00079056 | 0.00087458 | 0.00089316 | 0.0011779 | 0.0011918 | 0.0012101 | 0.001232 | 0.0014106 | 0.0017179 | 0.001937 | 0.0019604 | 0.0025206 | 0.0025446 | 0.0024314 | 0.0024294 | 0.0024047 | 0.0026762
TAS1 | PHES | 0 | 0 | 0 | 0 | 0.00052892 | 0.0005853 | 0.0018931 | 0.0020226 | 20.6254 | 20.6255 | 97.9818 | 213.8623 | 416.4001 | 416.4002 | 416.4002 | 417.4847 | 575.4821 | 821.5688 | 821.5688 | 821.569 | 821.569 | 821.569 | 821.569 | 821.569 | 821.569
TAS1 | VPP | 3 | 6.3 | 11.2 | 18 | 27 | 41.4 | 54.6 | 69.4 | 86.2 | 105.1 | 126.2 | 149.7 | 172.6 | 198.2 | 227.3 | 254.5 | 279.6 | 305.3 | 332.2 | 359.8 | 389.3 | 419.8 | 448.3 | 477.5 | 507.2
Total |  | 3503.35 | 3506.6513 | 3821.7613 | 4154.558 | 4477.2461 | 4790.4784 | 5042.7455 | 5057.5461 | 5512.7103 | 5970.3825 | 6068.839 | 6621.6494 | 7266.3591 | 7291.9594 | 7696.308 | 7724.5954 | 7892.1844 | 8163.9718 | 8190.8719 | 8218.4727 | 8103.9744 | 8134.4743 | 8162.9744 | 8192.1744 | 8221.8755
Explicitly modelled pumping
Region | Technology | 2024-25 | 2025-26 | 2026-27 | 2027-28 | 2028-29 | 2029-30 | 2030-31 | 2031-32 | 2032-33 | 2033-34 | 2034-35 | 2035-36 | 2036-37 | 2037-38 | 2038-39 | 2039-40 | 2040-41 | 2041-42 | 2042-43 | 2043-44 | 2044-45 | 2045-46 | 2046-47 | 2047-48 | 2048-49
NEM | Grid Battery Pump | 2317.4 | 4278.4016 | 4628.4038 | 4953.4055 | 4953.4055 | 5657.5901 | 5627.5903 | 6242.0059 | 7480.8014 | 7812.618 | 9567.7854 | 9878.7442 | 10123.9594 | 12129.8512 | 12024.8513 | 12532.4934 | 13793.9446 | 14806.0813 | 17611.2104 | 18236.7581 | 17673.8536 | 17663.8525 | 17661.8512 | 17336.8502 | 17286.0508
NEM | PHES Pump | 1310 | 1560 | 1560 | 1560 | 4060.2493 | 6283.8434 | 8281.8447 | 8281.8448 | 8302.4683 | 8619.797 | 8838.1007 | 9294.9892 | 9497.5271 | 9497.5289 | 9497.529 | 9498.614 | 9656.6116 | 9902.6986 | 9902.6987 | 9930.7283 | 9930.7284 | 9939.5897 | 9939.6148 | 9939.615 | 10320.8624
NEM | VPP Pump | 465.39 | 865.09 | 1338.81 | 1937.09 | 2620.4099 | 3743.7901 | 4673.6 | 5606.7 | 6613 | 7696.0901 | 8891.7099 | 10188.0002 | 11325.3999 | 12553.6999 | 13871.8101 | 15003.4998 | 16133 | 17247.2003 | 18392.8899 | 19547.2 | 20775.4001 | 22044.5002 | 23192.4899 | 24355.9998 | 25520
Region | Technology | 2024-25 | 2025-26 | 2026-27 | 2027-28 | 2028-29 | 2029-30 | 2030-31 | 2031-32 | 2032-33 | 2033-34 | 2034-35 | 2035-36 | 2036-37 | 2037-38 | 2038-39 | 2039-40 | 2040-41 | 2041-42 | 2042-43 | 2043-44 | 2044-45 | 2045-46 | 2046-47 | 2047-48 | 2048-49
NSW1 | Grid Battery Pump | 585 | 1645.0008 | 1645.002 | 1970.0022 | 1970.0022 | 2674.1867 | 2674.1867 | 3112.3373 | 4066.9277 | 4036.929 | 4036.929 | 4036.929 | 4282.1442 | 6288.0359 | 6288.036 | 6288.0418 | 6288.0421 | 6288.0812 | 7458.9163 | 8037.9922 | 8170.0877 | 8170.0876 | 8170.0869 | 7845.0877 | 7845.0878
NSW1 | PHES Pump | 840 | 840 | 840 | 840 | 2244.5635 | 4468.1575 | 4468.1575 | 4468.1575 | 4468.1576 | 4468.1576 | 4468.1576 | 4468.1576 | 4468.1577 | 4468.1583 | 4468.1584 | 4468.1586 | 4468.1587 | 4468.1589 | 4468.1589 | 4468.1591 | 4468.1591 | 4468.1592 | 4468.1592 | 4468.1594 | 4468.1594
NSW1 | VPP Pump | 160.19 | 310.79 | 499.01 | 735.39 | 1008.01 | 1443.49 | 1796.2 | 2150.9 | 2536.5 | 2950.4901 | 3414.5099 | 3905.9001 | 4340.2999 | 4804.9 | 5303.2101 | 5714.7999 | 6120.8999 | 6519.0002 | 6930.8898 | 7343.0999 | 7780.7999 | 8225.8001 | 8623.1899 | 9024.8999 | 9418.1001
Region | Technology | 2024-25 | 2025-26 | 2026-27 | 2027-28 | 2028-29 | 2029-30 | 2030-31 | 2031-32 | 2032-33 | 2033-34 | 2034-35 | 2035-36 | 2036-37 | 2037-38 | 2038-39 | 2039-40 | 2040-41 | 2041-42 | 2042-43 | 2043-44 | 2044-45 | 2045-46 | 2046-47 | 2047-48 | 2048-49
QLD1 | Grid Battery Pump | 622 | 772.0001 | 772.0004 | 772.0008 | 772.0008 | 772.0008 | 772.0008 | 772.0008 | 772.001 | 772.0035 | 1310.9415 | 1584.7068 | 1584.7068 | 1584.7068 | 1484.7068 | 1845.8725 | 3081.2084 | 3081.2084 | 4715.5023 | 4857.8317 | 4443.8317 | 4443.8316 | 4441.8315 | 4441.8306 | 4441.8306
QLD1 | PHES Pump | 470 | 720 | 720 | 720 | 1115.6811 | 1115.6811 | 3113.6811 | 3113.6811 | 3113.6811 | 3113.6813 | 3171.9581 | 3512.966 | 3512.9661 | 3512.9672 | 3512.9672 | 3512.9674 | 3512.9676 | 3512.9677 | 3512.9678 | 3540.997 | 3540.997 | 3549.8583 | 3549.8833 | 3549.8833 | 3931.1306
QLD1 | VPP Pump | 85.4 | 183.3 | 289.4 | 430.3 | 601.6 | 901.9 | 1154.9 | 1405.7 | 1672.4 | 1957.3 | 2252.7 | 2586 | 2860.3999 | 3156.6001 | 3480 | 3762.7 | 4050.5 | 4334.7002 | 4623.1001 | 4912.6001 | 5213.1001 | 5527.5 | 5813.5 | 6104.1001 | 6400.8999
Region | Technology | 2024-25 | 2025-26 | 2026-27 | 2027-28 | 2028-29 | 2029-30 | 2030-31 | 2031-32 | 2032-33 | 2033-34 | 2034-35 | 2035-36 | 2036-37 | 2037-38 | 2038-39 | 2039-40 | 2040-41 | 2041-42 | 2042-43 | 2043-44 | 2044-45 | 2045-46 | 2046-47 | 2047-48 | 2048-49
VIC1 | Grid Battery Pump | 580.33 | 1050.3306 | 1400.331 | 1400.3315 | 1400.3315 | 1400.3315 | 1400.3315 | 1576.5959 | 1860.7959 | 1805.4675 | 3046.6969 | 3046.6969 | 3046.6969 | 3046.6969 | 3041.6969 | 3041.6969 | 3041.6969 | 2741.697 | 2741.697 | 2541.697 | 2541.6971 | 2541.6964 | 2541.6961 | 2541.6957 | 2541.6959
VIC1 | PHES Pump | 0 | 0 | 0 | 0 | 700.0041 | 700.0041 | 700.0041 | 700.0041 | 700.0042 | 1017.3326 | 1100.0032 | 1100.0032 | 1100.0032 | 1100.0032 | 1100.0032 | 1100.0032 | 1100.0032 | 1100.0033 | 1100.0033 | 1100.0033 | 1100.0033 | 1100.0033 | 1100.0033 | 1100.0033 | 1100.0033
VIC1 | VPP Pump | 120.4 | 225.6 | 352.1 | 506.9 | 670.6 | 931.2 | 1145.5 | 1363.4 | 1599.2 | 1857.2 | 2153.3 | 2481.1001 | 2780.6001 | 3104.3999 | 3440.5 | 3737.3999 | 4039.2 | 4341.7998 | 4654.3999 | 4975.1001 | 5324.2002 | 5691.1001 | 6026.6001 | 6368.2998 | 6712
Region | Technology | 2024-25 | 2025-26 | 2026-27 | 2027-28 | 2028-29 | 2029-30 | 2030-31 | 2031-32 | 2032-33 | 2033-34 | 2034-35 | 2035-36 | 2036-37 | 2037-38 | 2038-39 | 2039-40 | 2040-41 | 2041-42 | 2042-43 | 2043-44 | 2044-45 | 2045-46 | 2046-47 | 2047-48 | 2048-49
SA1 | Grid Battery Pump | 530.07 | 811.0701 | 811.0704 | 811.0709 | 811.0709 | 811.0709 | 781.0709 | 781.0713 | 781.0761 | 1198.2172 | 1173.2172 | 1210.4104 | 1210.4104 | 1210.4104 | 1210.4104 | 1356.8807 | 1382.9954 | 2695.0928 | 2695.0928 | 2799.2346 | 2518.2346 | 2508.2345 | 2508.2343 | 2508.2339 | 2457.4339
SA1 | PHES Pump | 0 | 0 | 0 | 0 | 0 | 0 | 0 | 0 | 0 | 0 | 0 | 0 | 0 | 0 | 0 | 0 | 0 | 0 | 0 | 0 | 0 | 0 | 0 | 0 | 0
SA1 | VPP Pump | 96.4 | 139.1 | 187.1 | 246.5 | 313.2 | 425.8 | 522.4 | 617.3 | 718.7 | 826 | 945 | 1065.3 | 1171.5 | 1289.6 | 1420.8 | 1534.1 | 1642.8 | 1746.4 | 1852.3 | 1956.6 | 2068 | 2180.3 | 2280.8999 | 2381.2 | 2481.8
Region | Technology | 2024-25 | 2025-26 | 2026-27 | 2027-28 | 2028-29 | 2029-30 | 2030-31 | 2031-32 | 2032-33 | 2033-34 | 2034-35 | 2035-36 | 2036-37 | 2037-38 | 2038-39 | 2039-40 | 2040-41 | 2041-42 | 2042-43 | 2043-44 | 2044-45 | 2045-46 | 2046-47 | 2047-48 | 2048-49
TAS1 | Grid Battery Pump | 0 | 0 | 0 | 0.00011535 | 0.00012606 | 0.00014421 | 0.00032961 | 0.00058602 | 0.00079056 | 0.00087458 | 0.00089316 | 0.0011779 | 0.0011918 | 0.0012101 | 0.001232 | 0.0014106 | 0.0017179 | 0.001937 | 0.0019604 | 0.0025206 | 0.0025446 | 0.0024314 | 0.0024294 | 0.0024047 | 0.0026762
TAS1 | PHES Pump | 0 | 0 | 0 | 0 | 0.00052892 | 0.0005853 | 0.0018931 | 0.0020226 | 20.6254 | 20.6255 | 97.9818 | 213.8623 | 416.4001 | 416.4002 | 416.4002 | 417.4847 | 575.4821 | 821.5688 | 821.5688 | 821.569 | 821.569 | 821.569 | 821.569 | 821.569 | 821.569
TAS1 | VPP Pump | 3 | 6.3 | 11.2 | 18 | 27 | 41.4 | 54.6 | 69.4 | 86.2 | 105.1 | 126.2 | 149.7 | 172.6 | 198.2 | 227.3 | 254.5 | 279.6 | 305.3 | 332.2 | 359.8 | 389.3 | 419.8 | 448.3 | 477.5 | 507.2

## BaseCase_REZ Generation
Annual sent-out generation by REZ (GWh) - BaseCase, Step Change Scenario
The REZ generation includes generation from the existing, committed and anticipated renewables mapped to the relevant REZs.
Explicitly modelled generation
Region | REZ | REZ Name | Technology | 2024-25 | 2025-26 | 2026-27 | 2027-28 | 2028-29 | 2029-30 | 2030-31 | 2031-32 | 2032-33 | 2033-34 | 2034-35 | 2035-36 | 2036-37 | 2037-38 | 2038-39 | 2039-40 | 2040-41 | 2041-42 | 2042-43 | 2043-44 | 2044-45 | 2045-46 | 2046-47 | 2047-48 | 2048-49
QLD | Q1 | Far North QLD | Solar | 0 | 5.8858e-05 | 5.783e-05 | 7.1144e-05 | 0.00017938 | 0.00033037 | 0.00037418 | 0.0003451 | 0.00063444 | 0.00061495 | 0.00059846 | 0.00061025 | 0.00098667 | 0.0042591 | 0.0043295 | 0.0044166 | 0.0041032 | 0.0044968 | 0.026987 | 0.025727 | 0.025431 | 0.025304 | 1523.5823 | 1536.5052 | 1550.4938
QLD | Q2 | North Qld Clean Energy Hub | Solar | 191.6043 | 168.8614 | 156.0354 | 157.7867 | 160.4558 | 165.8693 | 192.8663 | 181.2898 | 1057.4409 | 2179.0559 | 2227.6536 | 2226.167 | 2741.2987 | 5367.0946 | 5472.4578 | 5279.6095 | 4743.1361 | 5625.2128 | 6508.3856 | 6303.339 | 6032.2631 | 6997.159 | 9887.4473 | 9776.0144 | 8976.747
QLD | Q3 | Northern Qld | Solar | 963.2945 | 870.3302 | 749.0012 | 756.3869 | 790.4216 | 824.2224 | 1053.5202 | 940.956 | 978.3798 | 912.4655 | 933.8683 | 949.6062 | 932.8126 | 831.2763 | 797.7275 | 777.8212 | 693.7142 | 761.774 | 1937.1256 | 1678.1152 | 1613.8021 | 1621.9568 | 1387.7578 | 1269.7494 | 1283.9645
QLD | Q4 | Isaac | Solar | 1299.0428 | 1155.1043 | 1029.0658 | 1106.0331 | 1159.5255 | 1238.2289 | 1512.9432 | 1421.399 | 1442.4097 | 1359.5146 | 1340.6557 | 1424.6683 | 1398.2037 | 1241.4206 | 1247.2398 | 1208.9328 | 1132.586 | 1476.3987 | 1479.4046 | 1398.3734 | 1346.4214 | 1325.1084 | 1196.8279 | 1247.7987 | 1640.6071
QLD | Q5 | Barcaldine | Solar | 29.9984 | 25.4657 | 24.8739 | 25.862 | 26.0185 | 106.629 | 132.14 | 143.1294 | 156.1921 | 1057.6836 | 1041.9799 | 1088.9414 | 1291.2714 | 1235.2562 | 1188.2332 | 1155.3386 | 1158.0947 | 1240.4683 | 1251.2835 | 1176.3671 | 1178.6786 | 1363.2054 | 1244.6022 | 1226.5222 | 1182.1846
QLD | Q6 | Fitzroy | Solar | 740.334 | 672.5763 | 584.7909 | 636.7564 | 619.364 | 669.7471 | 820.3038 | 801.7761 | 791.5151 | 791.7745 | 788.065 | 799.639 | 1113.1033 | 918.0348 | 946.596 | 911.4616 | 907.9774 | 926.6713 | 2879.0049 | 2788.0443 | 2706.6586 | 3534.7127 | 3037.0777 | 3254.2653 | 3087.8718
QLD | Q7 | Wide Bay | Solar | 1188.6763 | 1045.4066 | 900.3282 | 924.5497 | 895.9946 | 922.7931 | 1195.0708 | 1148.8031 | 1117.1026 | 1078.2218 | 1093.2711 | 1101.4864 | 1170.3459 | 1054.2291 | 1018.7635 | 1009.8609 | 983.7986 | 1067.0541 | 1100.6825 | 1089.5139 | 1056.322 | 1090.6798 | 1015.6333 | 810.1873 | 875.6641
QLD | Q8 | Darling Downs | Solar | 3211.3734 | 2953.8132 | 2651.8403 | 2755.6429 | 2659.497 | 2750.0569 | 3360.6825 | 7372.7933 | 8652.7386 | 11323.5364 | 12852.0198 | 13340.0357 | 14497.5888 | 11934.8879 | 12183.3101 | 13052.649 | 13227.199 | 13380.2685 | 13942.9012 | 14896.2418 | 14719.4631 | 14700.377 | 12518.1426 | 12075.4288 | 11736.8596
QLD | Q9 | Banana | Solar | 0 | 6.2559e-05 | 6.2863e-05 | 7.9046e-05 | 0.00012718 | 0.00043689 | 0.0004995 | 0.0036098 | 0.003534 | 0.003452 | 0.0034029 | 0.0035265 | 0.0086431 | 0.0070106 | 2465.8403 | 2381.5032 | 9242.726 | 9656.688 | 12075.93 | 11899.859 | 11797.807 | 11784.28 | 10312.936 | 10779.627 | 10167.595
NSW | N1 | North West NSW | Solar | 413.0183 | 362.5788 | 323.1453 | 284.7713 | 319.5491 | 368.9026 | 398.8848 | 411.4848 | 425.1424 | 410.251 | 374.8877 | 397.8376 | 410.0616 | 396.6773 | 383.3323 | 333.9821 | 316.803 | 348.1844 | 367.778 | 326.8279 | 336.9302 | 361.6967 | 348.7271 | 345.1561 | 305.9435
NSW | N2 | New England | Solar | 1231.9675 | 1079.5223 | 970.6149 | 858.2165 | 879.1026 | 873.0887 | 973.9839 | 1163.7886 | 1429.3452 | 1963.8095 | 1762.0665 | 1871.6655 | 1938.3266 | 5099.9127 | 4814.9037 | 4111.365 | 4821.2379 | 5327.1767 | 6621.6271 | 5576.1014 | 6046.7755 | 6360.9177 | 6957.7242 | 6801.5416 | 6445.1877
NSW | N3 | Central-West Orana | Solar | 2147.65 | 2033.3437 | 1996.0288 | 2644.0445 | 6258.4653 | 13876.7148 | 15509.2257 | 15668.2132 | 16312.6838 | 16239.3499 | 15702.0177 | 16556.697 | 16568.3629 | 15177.459 | 16385.3841 | 17587.9758 | 17452.4589 | 17801.5864 | 17899.6215 | 23116.9003 | 24598.4313 | 24346.48 | 20861.7716 | 21527.6879 | 23126.1807
NSW | N4 | Broken Hill | Solar | 30.5942 | 45.3659 | 82.5329 | 83.5816 | 83.1885 | 84.1659 | 88.4389 | 91.2514 | 96.6537 | 92.7906 | 89.4641 | 92.2035 | 93.7635 | 93.7001 | 97.2738 | 366.7318 | 349.1453 | 383.8048 | 383.5819 | 516.1909 | 502.8455 | 557.4469 | 490.0498 | 485.9393 | 437.774
NSW | N5 | South West NSW | Solar | 756.4001 | 1016.4077 | 2451.971 | 2366.7305 | 2467.4561 | 2474.4432 | 2638.6842 | 2558.682 | 2890.6493 | 2746.1967 | 2509.8385 | 2674.8411 | 2670.2267 | 2678.5433 | 2374.0605 | 2942.7174 | 2798.831 | 3187.5092 | 3287.7069 | 3076.4931 | 3064.196 | 3413.559 | 3039.5965 | 3031.5873 | 2896.0212
NSW | N6 | Wagga Wagga | Solar | 1310.7622 | 1011.0592 | 1352.1428 | 1315.5274 | 1236.0313 | 1299.2376 | 1394.6815 | 1310.0426 | 1451.9139 | 1399.133 | 1276.5973 | 1370.8756 | 1371.5041 | 1268.2372 | 1224.4059 | 1109.1576 | 1037.8216 | 1197.7383 | 1201.9771 | 1127.247 | 1149.0308 | 1285.7391 | 2265.9658 | 2459.9802 | 2365.4977
NSW | N7 | Tumut | Solar | 0 | 0 | 0 | 0 | 0 | 0 | 0 | 0 | 0 | 0 | 0 | 0 | 0 | 0 | 0 | 0 | 0 | 0 | 0 | 0 | 0 | 0 | 0 | 0 | 0
NSW | N8 | Cooma-Monaro | Solar | 0 | 0 | 0 | 0 | 0 | 0 | 0 | 0 | 0 | 0 | 0 | 0 | 0 | 0 | 0 | 0 | 0 | 0 | 0 | 0 | 0 | 0 | 0 | 0 | 0
NSW | N9 | Hunter-Central Coast | Solar | 0 | 0.0023047 | 348.9064 | 1121.0869 | 906.9838 | 889.497 | 998.1634 | 1046.6943 | 1035.9353 | 1080.8218 | 1012.4051 | 1082.5476 | 1083.9893 | 1436.2985 | 2798.0295 | 7136.9946 | 7147.1235 | 7043.381 | 7662.748 | 6953.2354 | 7589.1436 | 7512.3394 | 6367.5864 | 6589.614 | 7119.439
VIC | V1 | Ovens Murray | Solar | 0 | 0.00032084 | 0.00031888 | 0.00031626 | 0.00050827 | 0.00049244 | 0.00050706 | 0.00046142 | 0.0014301 | 0.064049 | 0.061817 | 0.064291 | 0.063969 | 0.056487 | 0.056408 | 791.2858 | 719.3464 | 1375.9977 | 1389.7378 | 1295.8723 | 1389.7616 | 1421.1559 | 1316.6506 | 1366.4451 | 2185.1484
VIC | V2 | Murray River | Solar | 1318.7239 | 1178.4458 | 1182.7096 | 1106.7613 | 1246.9092 | 1347.2847 | 1331.1316 | 1366.5746 | 1481.1025 | 4577.4322 | 4376.2934 | 4496.1237 | 4580.6614 | 4105.3146 | 4274.436 | 5158.9333 | 4874.8779 | 5375.6358 | 5395.2058 | 5224.2427 | 5544.496 | 5753.3724 | 5492.1792 | 5775.1681 | 5437.9539
VIC | V3 | Western Victoria | Solar | 0 | 0.0001447 | 0.00014554 | 0.00019983 | 0.0001738 | 0.00017941 | 0.00017538 | 0.00017005 | 0.00026975 | 0.00049094 | 0.00045786 | 0.00047561 | 0.00047412 | 0.00039621 | 0.00043411 | 0.0011406 | 0.0010681 | 0.0059869 | 0.0062849 | 583.7775 | 632.4222 | 655.1062 | 546.3699 | 609.7064 | 565.9343
VIC | V4 | South West Victoria | Solar | 0 | 0 | 0 | 0 | 0 | 0 | 0 | 0 | 0 | 0 | 0 | 0 | 0 | 0 | 0 | 0 | 0 | 0 | 0 | 0 | 0 | 0 | 0 | 0 | 0
VIC | V5 | Gippsland | Solar | 0 | 0.00013967 | 0.00013643 | 0.00015019 | 0.00018885 | 0.00018319 | 0.00018815 | 0.00018306 | 0.00025223 | 0.00047202 | 0.00046642 | 0.00046387 | 0.00045275 | 0.00040823 | 0.00047197 | 0.0016187 | 0.0015304 | 0.008687 | 0.0091921 | 720.8257 | 756.853 | 767.8772 | 675.9288 | 702.7648 | 690.7535
VIC | V6 | Central North VIC | Solar | 847.0536 | 722.2382 | 737.0152 | 686.6335 | 776.6077 | 775.732 | 760.8179 | 764.1698 | 844.0451 | 830.9049 | 747.8177 | 788.823 | 789.5241 | 759.5627 | 770.9718 | 1601.4997 | 1502.7533 | 2582.476 | 2625.6427 | 2605.8213 | 2684.8345 | 2744.4713 | 2592.4608 | 2698.5859 | 2667.9646
SA | S1 | South East SA | Solar | 278.0981 | 251.7512 | 226.44 | 230.5081 | 225.2357 | 224.6093 | 225.5111 | 220.0331 | 242.3283 | 253.0265 | 232.8121 | 229.7418 | 248.4224 | 226.212 | 236.2928 | 210.3446 | 195.1659 | 219.6639 | 222.3248 | 204.9184 | 207.3119 | 219.8589 | 193.2662 | 191.8929 | 178.6204
SA | S2 | Riverland | Solar | 39.5195 | 42.5021 | 38.8857 | 40.8211 | 34.7474 | 35.3895 | 38.4432 | 27.1073 | 29.402 | 31.4924 | 30.3307 | 29.6412 | 32.4343 | 658.5154 | 1177.1922 | 1697.6086 | 1710.3143 | 2858.5467 | 2886.966 | 2839.6105 | 2889.0327 | 3085.4587 | 2482.289 | 2371.9731 | 2168.231
SA | S3 | Mid-North SA | Solar | 0 | 0.00010812 | 0.00010349 | 0.0002971 | 0.00026821 | 0.00027292 | 0.00027821 | 0.00026898 | 0.00042525 | 0.00077033 | 0.00073791 | 0.00072742 | 0.00075275 | 0.0010372 | 0.0010426 | 0.0024246 | 0.0028288 | 0.0061644 | 0.0062094 | 643.1149 | 638.788 | 695.5624 | 558.2843 | 556.1123 | 523.9224
SA | S4 | Yorke Peninsula | Solar | 0 | 0 | 0 | 0 | 0 | 0 | 0 | 0 | 0 | 0 | 0 | 0 | 0 | 0 | 0 | 0 | 0 | 0 | 0 | 0 | 0 | 0 | 0 | 0 | 0
SA | S5 | Northern SA | Solar | 689.8266 | 636.1464 | 573.5935 | 583.2669 | 603.0409 | 552.667 | 563.0975 | 567.1217 | 608.7594 | 601.2033 | 580.8158 | 578.9003 | 621.1008 | 613.2196 | 563.892 | 503.5008 | 493.9235 | 2740.873 | 2808.1648 | 3275.8194 | 2931.4683 | 3150.3486 | 2656.8493 | 2437.004 | 2211.3525
SA | S6 | Leigh Creek | Solar | 0 | 0.00012288 | 0.00014032 | 0.00067588 | 133.2755 | 128.4818 | 133.8872 | 132.8687 | 141.0825 | 429.6146 | 437.8155 | 439.1135 | 471.5858 | 808.3198 | 761.7464 | 923.0798 | 1034.0109 | 1107.1259 | 1073.6974 | 1220.4075 | 1220.339 | 1301.1637 | 2169.9272 | 2060.9473 | 2171.6448
SA | S7 | Roxby Downs | Solar | 0 | 0.00020677 | 0.00019317 | 10.9141 | 358.804 | 341.2025 | 357.2055 | 352.9008 | 374.2611 | 1107.4563 | 1126.5713 | 1114.3346 | 1199.6096 | 1180.8058 | 1091.4963 | 1032.5057 | 1003.859 | 1050.0317 | 1043.1046 | 1093.5573 | 1077.6584 | 1142.8188 | 1038.6002 | 968.8643 | 912.1494
SA | S8 | Eastern Eyre Peninsula | Solar | 0 | 8.5554e-05 | 7.9056e-05 | 0.00017222 | 0.00015529 | 0.0001643 | 0.00016979 | 0.00016059 | 0.00023529 | 0.00035516 | 0.00035174 | 0.00033501 | 0.00035298 | 0.00037054 | 0.00043962 | 0.00083354 | 0.00080816 | 0.00091761 | 0.00092912 | 0.001487 | 0.0014003 | 0.0014783 | 0.0014178 | 0.0015297 | 0.001604
SA | S9 | Western Eyre Peninsula | Solar | 0 | 0.00011708 | 0.00012238 | 0.00039978 | 0.00043527 | 0.00044113 | 0.00045695 | 0.00044132 | 0.00063559 | 0.0022516 | 0.0022277 | 0.002156 | 0.0022233 | 0.0042739 | 0.004271 | 276.9548 | 337.4487 | 486.0801 | 488.8556 | 496.5566 | 473.4197 | 501.49 | 439.5416 | 423.316 | 412.0221
TAS | T1 | North East Tasmania | Solar | 0 | 2.9321e-05 | 3.2339e-05 | 3.3745e-05 | 3.6763e-05 | 4.4798e-05 | 5.7572e-05 | 6.1293e-05 | 8.3251e-05 | 8.844e-05 | 8.4694e-05 | 8.6162e-05 | 0.00010177 | 0.00014329 | 0.00014215 | 0.00027873 | 0.00025163 | 0.00036996 | 0.00039606 | 0.00044648 | 0.0004496 | 0.00043505 | 0.00043635 | 0.00043575 | 0.00078794
TAS | T2 | North West Tasmania | Solar | 0 | 2.31e-05 | 6.9027e-05 | 6.7053e-05 | 5.5217e-05 | 6.1899e-05 | 6.5669e-05 | 0.00015754 | 0.00016908 | 0.00018707 | 0.00016223 | 674.6106 | 652.5835 | 552.3029 | 610.1195 | 603.5439 | 565.6445 | 596.4352 | 683.0839 | 626.5073 | 654.8531 | 655.4653 | 551.2858 | 613.5842 | 612.5041
TAS | T3 | Central Highlands | Solar | 0 | 2.665e-05 | 3.0106e-05 | 3.3265e-05 | 3.4771e-05 | 4.0268e-05 | 5.3525e-05 | 6.157e-05 | 8.148e-05 | 8.5978e-05 | 8.0167e-05 | 8.04e-05 | 9.5152e-05 | 0.00013543 | 0.00012932 | 0.00026051 | 0.00024447 | 0.00038225 | 0.00041257 | 0.00039341 | 0.00039431 | 0.00039544 | 0.00042037 | 0.00040807 | 0.0007525
Region | REZ | REZ Name | Technology | 2024-25 | 2025-26 | 2026-27 | 2027-28 | 2028-29 | 2029-30 | 2030-31 | 2031-32 | 2032-33 | 2033-34 | 2034-35 | 2035-36 | 2036-37 | 2037-38 | 2038-39 | 2039-40 | 2040-41 | 2041-42 | 2042-43 | 2043-44 | 2044-45 | 2045-46 | 2046-47 | 2047-48 | 2048-49
QLD | Q1 | Far North QLD | Wind | 1008.2391 | 2652.8991 | 2909.7781 | 2835.2986 | 2764.9841 | 3478.7547 | 3865.8647 | 3900.9746 | 3738.5907 | 6107.3638 | 11220.0303 | 11768.6063 | 11002.7193 | 10509.3264 | 13089.2157 | 13076.0958 | 13155.7254 | 12843.5395 | 11796.0374 | 12419.1685 | 12865.2629 | 12060.9456 | 11442.2972 | 12309.9943 | 12315.053
QLD | Q2 | North Qld Clean Energy Hub | Wind | 115.717 | 4882.6468 | 6392.8431 | 6228.3006 | 6341.1432 | 12700.7563 | 14343.2001 | 14359.1648 | 13543.5091 | 13582.5331 | 15030.3528 | 16066.8188 | 16079.3013 | 17085.6641 | 17216.5756 | 17359.4651 | 17474.6966 | 16959.7175 | 15773.5156 | 16907.1646 | 17763.6067 | 20101.666 | 20543.104 | 20920.805 | 20976.6634
QLD | Q3 | Northern Qld | Wind | 0 | 0 | 0 | 0 | 0 | 0 | 0 | 0 | 0 | 0 | 0 | 0 | 0 | 0 | 0 | 0 | 0 | 0 | 0 | 0 | 0 | 0 | 0 | 0 | 0
QLD | Q4 | Isaac | Wind | 0 | 0.00050674 | 0.0021065 | 1141.7289 | 2260.0317 | 2395.9822 | 2729.0384 | 2885.4615 | 2651.2841 | 3304.4842 | 3378.7464 | 3357.0524 | 3314.5753 | 3255.7802 | 3218.6342 | 3352.5428 | 3530.1409 | 3321.0085 | 3262.8497 | 3263.2843 | 3216.498 | 3170.6907 | 3154.4854 | 3136.6388 | 3257.6067
QLD | Q5 | Barcaldine | Wind | 0 | 0.00038276 | 143.3983 | 129.6706 | 131.3678 | 191.1414 | 235.3585 | 229.8945 | 234.6689 | 2281.4589 | 2351.7936 | 2399.3074 | 2281.358 | 2336.6325 | 2195.6928 | 2377.8623 | 2285.6892 | 2443.0735 | 2336.1104 | 2305.2865 | 2353.215 | 2212.1911 | 2278.9175 | 2169.5505 | 2341.2316
QLD | Q6 | Fitzroy | Wind | 0 | 0.001199 | 0.003279 | 633.2495 | 2486.236 | 2486.89 | 2671.7797 | 2606.152 | 2611.9227 | 3286.6864 | 3405.7507 | 3249.9504 | 3185.6156 | 5115.3881 | 5080.3398 | 4939.8396 | 4840.3182 | 4929.1084 | 4816.2198 | 4860.415 | 4606.906 | 4479.9021 | 5016.801 | 8481.0379 | 8214.6577
QLD | Q7 | Wide Bay | Wind | 0 | 0.00018883 | 0.00020779 | 0.00018961 | 0.00055335 | 0.015905 | 0.017425 | 0.016282 | 0.016491 | 0.015843 | 0.015513 | 0.015382 | 0.014055 | 0.015883 | 0.015758 | 0.015125 | 0.013507 | 0.014538 | 0.014249 | 0.013287 | 0.013299 | 0.01225 | 0.020889 | 628.7825 | 614.528
QLD | Q8 | Darling Downs | Wind | 2536.7378 | 6640.9589 | 7316.337 | 10307.3522 | 10620.2762 | 10607.4187 | 11732.2834 | 10738.7397 | 17503.6973 | 18540.9551 | 18612.1445 | 19435.8172 | 19277.9492 | 19528.0293 | 18607.0036 | 18778.4639 | 17258.765 | 18857.527 | 18037.0235 | 17928.5761 | 17368.918 | 17109.3279 | 17696.2789 | 16929.9596 | 17036.9526
QLD | Q9 | Banana | Wind | 0 | 0.00020725 | 0.00034339 | 0.0003645 | 0.00046732 | 0.0010625 | 0.0011557 | 0.0011847 | 0.0016565 | 0.0053993 | 0.0055188 | 0.0055156 | 0.0052299 | 0.0059445 | 0.0055642 | 0.0054366 | 0.0050682 | 0.0055169 | 0.0055333 | 0.0053396 | 0.0053135 | 0.005044 | 0.0056044 | 0.005314 | 0.0050263
NSW | N1 | North West NSW | Wind | 0 | 0 | 0 | 0 | 0 | 0 | 0 | 0 | 0 | 0 | 0 | 0 | 0 | 0 | 0 | 0 | 0 | 0 | 0 | 0 | 0 | 0 | 0 | 0 | 0
NSW | N2 | New England | Wind | 1301.6009 | 2369.2165 | 4370.8939 | 6203.3343 | 11417.7106 | 12627.3011 | 13969.5928 | 13268.1571 | 14693.5342 | 14279.4862 | 16868.9594 | 16806.4998 | 19589.147 | 21631.3555 | 18724.2243 | 18189.2056 | 16408.9105 | 18303.9385 | 18260.2233 | 16218.487 | 16017.6758 | 17458.4373 | 19120.4403 | 16948.0674 | 16949.087
NSW | N3 | Central-West Orana | Wind | 380.4662 | 2706.8369 | 5752.3535 | 6303.2352 | 8204.4982 | 8278.9353 | 8282.5214 | 8045.453 | 8534.7458 | 8203.1068 | 8167.7939 | 8614.4182 | 8852.5385 | 8924.6872 | 8179.7715 | 8086.8557 | 7783.3358 | 8255.4664 | 7995.9795 | 7914.8466 | 8351.0457 | 8545.8404 | 12718.7197 | 11874.8973 | 11726.8215
NSW | N4 | Broken Hill | Wind | 504.8716 | 502.5016 | 602.6914 | 770.0515 | 728.8058 | 772.7951 | 800.0313 | 810.1553 | 796.1965 | 766.4737 | 741.4651 | 802.4621 | 796.788 | 761.3066 | 782.166 | 740.4404 | 745.2535 | 733.2318 | 712.9525 | 162.2635 | 174.9336 | 174.9459 | 165.246 | 335.1074 | 428.6259
NSW | N5 | South West NSW | Wind | 0 | 0.00013329 | 0.00066458 | 0.0013496 | 0.0010971 | 0.0011315 | 0.001135 | 0.001174 | 0.001339 | 0.0015551 | 0.0014394 | 0.0014932 | 0.0014941 | 0.0012872 | 0.0013593 | 0.0013869 | 0.0014461 | 0.0017025 | 0.001728 | 0.0017009 | 0.0017589 | 0.0018146 | 0.0015618 | 0.0024129 | 0.0032814
NSW | N6 | Wagga Wagga | Wind | 0 | 0.00017617 | 0.00033847 | 0.0005659 | 0.0005132 | 0.00051094 | 0.00050085 | 0.00054352 | 0.00061165 | 0.00071438 | 0.00061779 | 0.00065054 | 0.00064832 | 0.00062415 | 0.00068202 | 0.00085734 | 0.00093511 | 0.0010036 | 0.0010317 | 0.00093787 | 0.00098987 | 0.00099875 | 0.0012552 | 0.0013278 | 0.0013983
NSW | N7 | Tumut | Wind | 0 | 0 | 0 | 0 | 0 | 0 | 0 | 0 | 0 | 0 | 0 | 0 | 0 | 0 | 0 | 0 | 0 | 0 | 0 | 0 | 0 | 0 | 0 | 0 | 0
NSW | N8 | Cooma-Monaro | Wind | 313.7769 | 1223.7342 | 1405.6239 | 2158.2514 | 2182.6129 | 2149.6951 | 2323.073 | 2345.6606 | 2171.2037 | 2238.5144 | 2142.516 | 2326.8064 | 2227.8888 | 2229.2453 | 2130.7077 | 2337.2946 | 2120 | 1989.6149 | 2097.421 | 1983.0505 | 2164.5717 | 2074.8937 | 2249.9322 | 2427.3258 | 2591.1887
NSW | N9 | Hunter-Central Coast | Wind | 0 | 1217.3637 | 4354.9965 | 4265.5332 | 4327.8806 | 3749.022 | 3971.7313 | 3842.3692 | 3896.9332 | 4101.3817 | 3958.1645 | 4183.991 | 4220.1503 | 4410.4724 | 3832.3622 | 3937.974 | 3736.269 | 3774.494 | 4005.5358 | 3853.6337 | 4077.295 | 4084.7903 | 4296.6027 | 3792.2653 | 3943.4088
VIC | V1 | Ovens Murray | Wind | 0 | 0 | 0 | 0 | 0 | 0 | 0 | 0 | 0 | 0 | 0 | 0 | 0 | 0 | 0 | 0 | 0 | 0 | 0 | 0 | 0 | 0 | 0 | 0 | 0
VIC | V2 | Murray River | Wind | 0 | 0 | 0 | 0 | 0 | 0 | 0 | 0 | 0 | 0 | 0 | 0 | 0 | 0 | 0 | 0 | 0 | 0 | 0 | 0 | 0 | 0 | 0 | 0 | 0
VIC | V3 | Western Victoria | Wind | 4941.9906 | 4892.4742 | 5121.2295 | 7998.0286 | 9521.3197 | 10233.2989 | 9672.2519 | 10673.1857 | 9838.8116 | 10352.5733 | 9678.1038 | 10169.5552 | 10434.5743 | 9453.3208 | 9939.78 | 9105.0228 | 9880.2454 | 9026.646 | 9200.9966 | 8697.5243 | 8432.8968 | 8868.285 | 8062.3388 | 8135.0456 | 8982.1594
VIC | V4 | South West Victoria | Wind | 5616.8394 | 5353.3702 | 5576.1338 | 5359.0971 | 7295.8907 | 8662.9758 | 8146.607 | 8976.0372 | 8107.3591 | 9467.0224 | 9599.3141 | 9891.4006 | 9848.2724 | 8350.9589 | 8273.3836 | 7423.2012 | 7558.5046 | 6734.0499 | 6933.5119 | 6742.6818 | 7062.8459 | 5114.5997 | 4524.4545 | 4898.0794 | 8262.8179
VIC | V5 | Gippsland | Wind | 0 | 1493.3434 | 1472.4812 | 1567.5663 | 1482.3208 | 1491.7693 | 1399.1495 | 1536.0491 | 1444.7181 | 1454.0153 | 1466.4658 | 1452.5844 | 1602.6172 | 1436.1314 | 1432.3787 | 1312.2356 | 1415.9394 | 1322.6542 | 1357.7081 | 1378.4164 | 1403.8334 | 1578.7942 | 1406.7306 | 1443.0911 | 1330.5978
VIC | V6 | Central North VIC | Wind | 0 | 0.00040628 | 0.0011273 | 0.0022406 | 0.0020549 | 0.0020267 | 0.0019612 | 0.0020485 | 0.0027663 | 0.0028395 | 0.0023605 | 0.0025387 | 0.0024991 | 0.0022359 | 0.0022622 | 0.0021171 | 0.0022602 | 0.0024993 | 0.0025516 | 0.0022569 | 0.002417 | 0.0024552 | 0.0021715 | 0.0023968 | 0.0029375
SA | S1 | South East SA | Wind | 634.4941 | 610.0481 | 678.1205 | 1051.7599 | 881.4368 | 2574.2783 | 2517.9222 | 2821.5924 | 2594.9027 | 2651.5402 | 2539.3435 | 2581.2518 | 2715.9625 | 2416.4246 | 2537.4249 | 2463.5259 | 2669.8202 | 2463.6926 | 2517.1471 | 2422.9593 | 2667.4561 | 2785.0248 | 2396.1 | 3163.4306 | 3639.1757
SA | S2 | Riverland | Wind | 0 | 0.00011932 | 0.00052546 | 0.00060023 | 0.0005078 | 0.00077704 | 0.00078607 | 0.0008332 | 0.00088388 | 0.0014493 | 0.0012793 | 0.0014577 | 0.0013683 | 0.0011896 | 0.0012828 | 0.0015106 | 0.0016152 | 0.001479 | 0.0015825 | 0.0014827 | 0.0016604 | 0.0016095 | 0.0013858 | 0.0023087 | 0.0027341
SA | S3 | Mid-North SA | Wind | 3824.7269 | 3397.9658 | 5061.2937 | 5158.0621 | 4824.4196 | 4753.2226 | 4852.4702 | 5105.0777 | 4759.9648 | 5130.1377 | 4713.7302 | 5273.9202 | 4778.4692 | 4487.7035 | 5883.9284 | 4942.102 | 5251.6817 | 4870.108 | 5028.4094 | 4235.6003 | 4876.7689 | 4479.6949 | 3960.9871 | 4065.6708 | 3865.4389
SA | S4 | Yorke Peninsula | Wind | 228.8292 | 189.3558 | 261.3518 | 276.6365 | 266.5771 | 245.2096 | 245.3916 | 273.4039 | 250.8366 | 274.612 | 242.715 | 283.0961 | 272.6426 | 257.8099 | 255.8657 | 242.4929 | 271.9165 | 248.6217 | 267.1626 | 243.5314 | 283.9401 | 272.4917 | 244.7435 | 248.0621 | 229.3191
SA | S5 | Northern SA | Wind | 1246.0901 | 1116.6532 | 1209.7673 | 1226.2796 | 1153.3383 | 1134.6056 | 1170.8734 | 1167.7417 | 1101.4964 | 1159.5067 | 1100.5671 | 1206.9923 | 1255.7922 | 1190.9069 | 1158.085 | 1158.1761 | 1149.1579 | 1061.5013 | 1112.8471 | 1077.8439 | 1176.8911 | 568.3944 | 456.3718 | 454.2933 | 452.7394
SA | S6 | Leigh Creek | Wind | 0 | 0.00023832 | 0.00068917 | 0.0034772 | 1779.5126 | 1693.4711 | 1728.2867 | 1691.4031 | 1686.2906 | 1623.0294 | 1504.4396 | 1624.3941 | 1632.2643 | 2254.6541 | 2120.4417 | 2141.468 | 2061.3192 | 2049.8915 | 1964.5218 | 1865.3462 | 1983.5747 | 1999.32 | 4450.5342 | 4833.5681 | 5850.9333
SA | S7 | Roxby Downs | Wind | 0 | 0 | 0 | 0 | 0 | 0 | 0 | 0 | 0 | 0 | 0 | 0 | 0 | 0 | 0 | 0 | 0 | 0 | 0 | 0 | 0 | 0 | 0 | 0 | 0
SA | S8 | Eastern Eyre Peninsula | Wind | 285.5322 | 258.352 | 303.9302 | 300.8169 | 394.4738 | 617.9794 | 471.726 | 490.9216 | 439.5728 | 826.2702 | 767.7568 | 757.5529 | 736.2617 | 716.4359 | 772.5755 | 758.3401 | 830.1479 | 755.5198 | 772.4828 | 727.4939 | 840.6222 | 808.3778 | 762.5928 | 821.8807 | 771.8128
SA | S9 | Western Eyre Peninsula | Wind | 0 | 0.00023699 | 1038.3028 | 1039.7747 | 999.9289 | 983.7833 | 988.8973 | 1093.389 | 1012.6484 | 1021.1442 | 936.2824 | 1083.1548 | 1053.3905 | 1028.6599 | 993.2914 | 965.5757 | 1079.2524 | 974.6081 | 981.2844 | 899.6856 | 1041.2924 | 998.5279 | 951.8468 | 955.7482 | 903.5812
TAS | T1 | North East Tasmania | Wind | 500.7979 | 567.0101 | 883.0845 | 1657.6662 | 1522.3661 | 1473.2925 | 1410.6272 | 1556.368 | 1422.8905 | 1392.0946 | 1516.8589 | 1441.7955 | 1487.3554 | 1370.9962 | 1305.7179 | 1214.7435 | 1524.141 | 1510.7615 | 1543.9815 | 1660.5168 | 1609.5279 | 1741.1346 | 1599.0084 | 1562.2734 | 1486.6634
TAS | T2 | North West Tasmania | Wind | 658.8853 | 700.9937 | 779.3379 | 952.1931 | 1153.2126 | 1141.4226 | 2586.4231 | 2851.303 | 4468.997 | 4178.0485 | 4368.491 | 4500.2095 | 6257.0053 | 6076.7367 | 5947.6744 | 5494.9801 | 5821.3799 | 5880.9906 | 5649.5091 | 5886.873 | 6156.7475 | 6327.3697 | 6092.6885 | 6031.8447 | 5617.9575
TAS | T3 | Central Highlands | Wind | 475.0259 | 533.2071 | 1360.5416 | 1452.393 | 1316.8669 | 2644.6635 | 3258.5748 | 3560.8536 | 3344.3767 | 4510.8613 | 4776.4084 | 4673.7808 | 5507.4518 | 5196.8227 | 6348.7293 | 5875.5988 | 6207.742 | 6112.8461 | 5991.9913 | 6277.2854 | 6032.6905 | 6577.5269 | 6267.8772 | 6366.3399 | 5914.6327
Region | REZ | REZ Name | Technology | 2024-25 | 2025-26 | 2026-27 | 2027-28 | 2028-29 | 2029-30 | 2030-31 | 2031-32 | 2032-33 | 2033-34 | 2034-35 | 2035-36 | 2036-37 | 2037-38 | 2038-39 | 2039-40 | 2040-41 | 2041-42 | 2042-43 | 2043-44 | 2044-45 | 2045-46 | 2046-47 | 2047-48 | 2048-49
NSW | O1 | Hunter Coast | Offshore Wind | 0 | 0 | 0 | 2.7058e-05 | 3.1393e-05 | 3.3091e-05 | 3.6296e-05 | 3.6716e-05 | 4.292e-05 | 5.0978e-05 | 5.1377e-05 | 4.9169e-05 | 6.0062e-05 | 7.1957e-05 | 5.8872e-05 | 7.9934e-05 | 7.1818e-05 | 8.9119e-05 | 9.4954e-05 | 0.00011558 | 0.00010773 | 0.00011528 | 0.00015107 | 0.00012477 | 0.00017918
NSW | O2 | Illawarra Coast | Offshore Wind | 0 | 0 | 0 | 0.00015766 | 0.00021958 | 0.00020151 | 0.00021004 | 0.00022384 | 0.00022225 | 0.00025753 | 0.00023779 | 0.00024843 | 0.00023955 | 0.00037572 | 0.00033618 | 0.00053507 | 0.00054766 | 0.00054112 | 0.00053841 | 0.00059726 | 0.00059369 | 0.00055688 | 0.0012235 | 0.0011122 | 504.132
VIC | O3 | Gippsland Coast | Offshore Wind | 0 | 0 | 0 | 0.00011474 | 0.00017405 | 126.0295 | 3558.0782 | 7778.4541 | 9752.2961 | 12655.0431 | 15518.1481 | 18496.1101 | 18307.5251 | 18343.9061 | 17902.8341 | 17747.3571 | 18975.9431 | 17577.3261 | 18299.9511 | 18420.2831 | 19319.4431 | 19033.1841 | 18792.4161 | 18639.5491 | 17675.9081
TAS | O4 | North West Tasmania Coast | Offshore Wind | 0 | 0 | 0 | 6.7987e-05 | 6.5724e-05 | 7.9874e-05 | 7.9265e-05 | 0.00012008 | 0.00010978 | 0.00012407 | 0.00011909 | 0.00017956 | 0.00018163 | 0.0002047 | 0.00020778 | 0.00019483 | 0.00021541 | 0.00019873 | 0.00022197 | 0.00024212 | 0.00025223 | 0.00024903 | 0.00028724 | 0.00030388 | 0.00035064
VIC | O5 | Portland Coast | Offshore Wind | 0 | 0 | 0 | 7.8506e-05 | 9.4684e-05 | 0.00025854 | 0.00095934 | 0.00097718 | 0.0009325 | 0.00097511 | 0.00091945 | 1145.9364 | 4137.4938 | 6948.4101 | 11357.2511 | 12820.6451 | 13184.1121 | 12135.2831 | 12446.1141 | 12277.7161 | 13174.1771 | 13956.5951 | 13362.7131 | 14544.4001 | 12973.8211
SA | O6 | South East SA Coast | Offshore Wind | 0 | 0 | 0 | 6.8377e-05 | 7.0988e-05 | 9.7687e-05 | 8.8022e-05 | 9.8376e-05 | 9.942e-05 | 0.00013313 | 0.00013061 | 0.00012826 | 0.00013509 | 0.00013313 | 0.00018237 | 0.00018536 | 0.00020667 | 0.00021508 | 0.00022746 | 0.00024093 | 0.00023726 | 0.00027614 | 0.00025208 | 0.00034245 | 0.00034892

## BaseCase_REZ Capacity
Installed capacity by REZ (MW) - BaseCase, Step Change Scenario
Capacity calculated on 1 July. In early study years some wind and solar projects enter later in the financial year and are therefore reflected in the following financial year's capacity. REZ capacity includes capacity from the existing, committed and anticipated renewables mapped to the relevant REZs.
Explicitly modelled generation
Region | REZ | REZ Name | Technology | 2024-25 | 2025-26 | 2026-27 | 2027-28 | 2028-29 | 2029-30 | 2030-31 | 2031-32 | 2032-33 | 2033-34 | 2034-35 | 2035-36 | 2036-37 | 2037-38 | 2038-39 | 2039-40 | 2040-41 | 2041-42 | 2042-43 | 2043-44 | 2044-45 | 2045-46 | 2046-47 | 2047-48 | 2048-49
QLD | Q1 | Far North QLD | Solar | 0 | 0 | 0 | 0 | 0.00013928 | 0.00024039 | 0.0002412 | 0.00024158 | 0.00039661 | 0.00039907 | 0.00039943 | 0.00039958 | 0.00066122 | 0.0031629 | 0.0031636 | 0.0031731 | 0.0031734 | 0.0031739 | 0.018552 | 0.018553 | 0.018554 | 0.018564 | 1100 | 1100 | 1100
QLD | Q2 | North Qld Clean Energy Hub | Solar | 83 | 83 | 83 | 83 | 83.0002 | 83.0047 | 83.0047 | 83.0047 | 502.5015 | 1042.818 | 1042.818 | 1042.818 | 1292.6862 | 2917.751 | 2917.7512 | 2917.7512 | 2917.7512 | 3164.013 | 3542.5247 | 3542.5247 | 3542.5247 | 4046.756 | 6272.255 | 6272.255 | 6254.255
QLD | Q3 | Northern Qld | Solar | 513.997 | 513.997 | 513.997 | 513.997 | 513.9971 | 513.9974 | 513.9974 | 513.9974 | 513.9982 | 513.9982 | 513.9982 | 513.9982 | 513.9982 | 513.999 | 513.999 | 513.999 | 513.999 | 513.9996 | 1201.1287 | 1073.1287 | 1073.1287 | 1073.1287 | 1073.1288 | 962.7288 | 962.7288
QLD | Q4 | Isaac | Solar | 684.9 | 684.9 | 684.9 | 684.9 | 684.9001 | 684.9003 | 684.9003 | 684.9004 | 684.9018 | 684.9018 | 684.9018 | 684.9018 | 684.9018 | 684.9018 | 684.9026 | 684.9027 | 684.9027 | 857.0658 | 857.0659 | 857.0659 | 814.5659 | 814.5659 | 814.5659 | 814.5659 | 1172.2617
QLD | Q5 | Barcaldine | Solar | 14 | 14 | 14 | 14 | 14.0003 | 63.1049 | 63.1049 | 72.8537 | 79.1989 | 517.5053 | 517.5053 | 517.5053 | 612.4763 | 692.5958 | 692.5958 | 692.5958 | 739.4725 | 739.4725 | 739.4725 | 741.2427 | 741.2427 | 871.8591 | 876.8917 | 876.8917 | 882.1754
QLD | Q6 | Fitzroy | Solar | 401.5 | 401.5 | 401.5 | 401.5 | 401.5001 | 401.5003 | 401.5003 | 401.5009 | 401.5034 | 401.5034 | 401.5034 | 401.5034 | 566.4086 | 566.4087 | 566.4087 | 566.4087 | 566.4087 | 566.4087 | 1600.2056 | 1612.1183 | 1612.1183 | 2093.9673 | 2093.9673 | 2093.9673 | 2093.9673
QLD | Q7 | Wide Bay | Solar | 607.83 | 607.83 | 607.83 | 607.83 | 607.8301 | 607.8303 | 607.8303 | 607.8347 | 607.8387 | 612.2254 | 612.2254 | 612.2254 | 654.5918 | 696.545 | 696.545 | 722.3463 | 722.3463 | 757.2989 | 761.4737 | 794.6817 | 794.6817 | 825.7887 | 863.4164 | 640.9164 | 733.4402
QLD | Q8 | Darling Downs | Solar | 1476.558 | 1476.558 | 1476.558 | 1476.558 | 1476.5582 | 1476.5584 | 1476.5584 | 3447.2102 | 4175.1159 | 5520.092 | 6101.1933 | 6101.1933 | 6733.5897 | 6733.5897 | 6733.5897 | 7209.675 | 7726.577 | 7726.577 | 7726.577 | 8322.558 | 8163.958 | 8131.854 | 7882.5 | 7482.5 | 7448
QLD | Q9 | Banana | Solar | 0 | 0 | 0 | 0 | 0 | 0.00029344 | 0.00029436 | 0.0019525 | 0.0019536 | 0.0019607 | 0.001961 | 0.0019611 | 0.004871 | 0.0048722 | 1415.3821 | 1415.3822 | 5097.4224 | 5097.4224 | 6100 | 6100 | 6100 | 6100 | 6100 | 6100 | 6100
NSW | N1 | North West NSW | Solar | 166 | 166 | 166 | 166 | 170.6784 | 210.8191 | 210.8191 | 210.8191 | 210.8191 | 210.8191 | 210.8191 | 210.8191 | 210.8192 | 244.2204 | 251.4196 | 256.4973 | 266.4409 | 266.4409 | 266.4409 | 277.7841 | 277.7841 | 277.7841 | 290.7598 | 295.456 | 295.456
NSW | N2 | New England | Solar | 555 | 555 | 555 | 555.0003 | 555.0003 | 555.0018 | 555.0018 | 622.0733 | 756.0222 | 1029.5078 | 1029.5078 | 1029.5078 | 1029.5078 | 3540 | 3540 | 3540 | 4691.2856 | 4691.2856 | 4932.058 | 5304.6787 | 5304.6787 | 5304.6787 | 6521.4346 | 6717.35 | 7251.2847
NSW | N3 | Central-West Orana | Solar | 902.095 | 902.0958 | 902.0958 | 1268.5052 | 3103.9832 | 6966.357 | 6966.357 | 7103.6067 | 7279.1565 | 7286.2527 | 7286.2527 | 7286.2527 | 7286.2527 | 7752.095 | 8342.8006 | 8398.286 | 8713.0447 | 8713.0447 | 8611.0197 | 11646.57 | 11646.57 | 11646.57 | 11646.57 | 11646.57 | 11596.57
NSW | N4 | Broken Hill | Solar | 53 | 53 | 53 | 53.0001 | 53.0002 | 53.0003 | 53.0003 | 53.0003 | 53.0005 | 53.001 | 53.001 | 53.001 | 53.001 | 53.001 | 57.0447 | 256.047 | 256.047 | 256.047 | 256.047 | 370.089 | 370.089 | 370.089 | 370.089 | 370.089 | 370.089
NSW | N5 | South West NSW | Solar | 1500.4 | 1500.4 | 1500.4 | 1500.4 | 1500.4001 | 1500.4002 | 1500.4002 | 1500.4002 | 1500.4003 | 1500.4003 | 1500.4003 | 1500.4003 | 1500.4003 | 1500.4003 | 1350.1008 | 2154.973 | 2171.1641 | 2171.1641 | 2171.1641 | 2349.8828 | 2349.8828 | 2349.8828 | 2349.8831 | 2349.8831 | 2565.6231
NSW | N6 | Wagga Wagga | Solar | 663.028 | 663.028 | 663.028 | 663.0282 | 663.0282 | 663.0282 | 663.0282 | 663.0282 | 663.0282 | 663.0283 | 663.0283 | 663.0283 | 663.0283 | 663.0283 | 663.0286 | 663.0307 | 663.0307 | 663.0384 | 663.0384 | 706.1425 | 706.1425 | 706.1425 | 1544.2132 | 1642.7989 | 1691.028
NSW | N7 | Tumut | Solar | 0 | 0 | 0 | 0 | 0 | 0 | 0 | 0 | 0 | 0 | 0 | 0 | 0 | 0 | 0 | 0 | 0 | 0 | 0 | 0 | 0 | 0 | 0 | 0 | 0
NSW | N8 | Cooma-Monaro | Solar | 0 | 0 | 0 | 0 | 0 | 0 | 0 | 0 | 0 | 0 | 0 | 0 | 0 | 0 | 0 | 0 | 0 | 0 | 0 | 0 | 0 | 0 | 0 | 0 | 0
NSW | N9 | Hunter-Central Coast | Solar | 0 | 0.0013052 | 157.0872 | 516 | 516 | 516 | 516 | 516.0001 | 516.0001 | 516.0001 | 516.0001 | 516.0001 | 516.0001 | 790.6345 | 1515.3206 | 3657.5 | 3657.5 | 3657.5 | 3657.5 | 3657.5 | 3657.5 | 3657.5 | 3657.5 | 3657.5 | 3657.5
VIC | V1 | Ovens Murray | Solar | 0 | 0.00021672 | 0.00021747 | 0.00022122 | 0.00036847 | 0.00036852 | 0.00036868 | 0.00036889 | 0.00093693 | 0.040727 | 0.040728 | 0.040728 | 0.040728 | 0.04074 | 0.04074 | 563.7219 | 563.7219 | 981.5679 | 981.5679 | 1000.0001 | 1000.0001 | 1000.0001 | 1000.0004 | 1000.0004 | 1681.1758
VIC | V2 | Murray River | Solar | 679.093 | 679.093 | 679.093 | 679.093 | 679.0934 | 679.0934 | 679.0934 | 679.0934 | 679.0972 | 2140.1628 | 2140.1628 | 2140.1628 | 2140.1628 | 2140.1628 | 2159.5251 | 2965.758 | 2965.758 | 3138.6567 | 3138.6567 | 3395.9839 | 3395.9839 | 3364.8809 | 3546.7144 | 3596.6826 | 3635.2038
VIC | V3 | Western Victoria | Solar | 0 | 0.00010474 | 0.00010548 | 0.00014229 | 0.00014362 | 0.00014372 | 0.00014376 | 0.00014576 | 0.00020048 | 0.00035146 | 0.00035154 | 0.00035159 | 0.00035164 | 0.00035318 | 0.00036667 | 0.0009546 | 0.00095605 | 0.0048532 | 0.0048537 | 400 | 400 | 400 | 400 | 400 | 400
VIC | V4 | South West Victoria | Solar | 0 | 0 | 0 | 0 | 0 | 0 | 0 | 0 | 0 | 0 | 0 | 0 | 0 | 0 | 0 | 0 | 0 | 0 | 0 | 0 | 0 | 0 | 0 | 0 | 0
VIC | V5 | Gippsland | Solar | 0 | 0.0001038 | 0.00010448 | 0.00011704 | 0.0001597 | 0.00015977 | 0.00016 | 0.000161 | 0.00020716 | 0.00036386 | 0.00036447 | 0.00036453 | 0.00036459 | 0.00037098 | 0.00042965 | 0.0013945 | 0.0013989 | 0.0076229 | 0.0076263 | 500.0001 | 500.0001 | 500.0001 | 500.0001 | 500.0001 | 500.0001
VIC | V6 | Central North VIC | Solar | 402.48 | 402.4801 | 402.4801 | 402.4802 | 402.4803 | 402.4803 | 402.4803 | 402.4803 | 402.4805 | 402.4807 | 402.4807 | 402.4807 | 402.4807 | 402.4807 | 402.4808 | 961.7118 | 961.7118 | 1867.6376 | 1867.6376 | 2102.48 | 1992 | 1992 | 1992 | 1992 | 2107.3749
SA | S1 | South East SA | Solar | 155.16 | 155.16 | 155.16 | 155.1601 | 155.1601 | 155.1601 | 155.1601 | 155.1601 | 155.1602 | 155.1602 | 155.1602 | 155.1602 | 155.1602 | 155.1603 | 155.1604 | 155.1605 | 155.1605 | 155.1609 | 155.1609 | 155.1617 | 155.1617 | 155.1617 | 155.1617 | 155.1617 | 155.1617
SA | S2 | Riverland | Solar | 25.26 | 25.26 | 25.26 | 25.2603 | 25.2603 | 25.2603 | 25.2603 | 19.1403 | 19.1405 | 19.1427 | 19.1427 | 19.1427 | 19.1427 | 423.7794 | 786.7125 | 1318.2709 | 1361.5785 | 2034.8799 | 2034.8799 | 2034.8799 | 2034.8799 | 2027.4999 | 2027.4999 | 2027.4999 | 2027.4999
SA | S3 | Mid-North SA | Solar | 0 | 0 | 0 | 0.0001934 | 0.00019941 | 0.0002 | 0.00020026 | 0.00020115 | 0.00028712 | 0.00051441 | 0.0005145 | 0.00051454 | 0.00051463 | 0.00079795 | 0.00080036 | 0.0018465 | 0.0022452 | 0.0046778 | 0.0046785 | 468.8434 | 468.8434 | 468.8434 | 468.8434 | 468.8434 | 468.8434
SA | S4 | Yorke Peninsula | Solar | 0 | 0 | 0 | 0 | 0 | 0 | 0 | 0 | 0 | 0 | 0 | 0 | 0 | 0 | 0 | 0 | 0 | 0 | 0 | 0 | 0 | 0 | 0 | 0 | 0
SA | S5 | Northern SA | Solar | 349.2 | 349.2 | 349.2 | 349.2002 | 349.2002 | 349.2002 | 349.2002 | 349.2002 | 349.2003 | 349.2006 | 349.2006 | 349.2006 | 349.2006 | 349.2012 | 349.2012 | 349.2046 | 349.2046 | 1965.9607 | 1965.9607 | 2437.1136 | 2167.1136 | 2167.1136 | 2167.1136 | 2087.9136 | 2087.9136
SA | S6 | Leigh Creek | Solar | 0 | 0 | 0 | 0.00039053 | 76.9814 | 76.9814 | 76.9814 | 76.9814 | 76.9814 | 247.3022 | 247.3022 | 247.3022 | 247.3022 | 482.2689 | 482.2689 | 653.4432 | 770.1173 | 770.1173 | 770.1173 | 893.0675 | 893.0675 | 893.0675 | 1614.9147 | 1614.9147 | 1756.6345
SA | S7 | Roxby Downs | Solar | 0 | 0.00011113 | 0.00011127 | 5.4251 | 202.1865 | 202.1865 | 202.1865 | 202.1865 | 202.1865 | 620.2953 | 620.2953 | 620.2953 | 620.2953 | 691.961 | 691.961 | 722.0701 | 722.0701 | 722.0701 | 722.0701 | 754.8171 | 754.8171 | 754.8171 | 782.8763 | 782.8763 | 782.8763
SA | S8 | Eastern Eyre Peninsula | Solar | 0 | 0 | 0 | 0.00011791 | 0.0001266 | 0.00012901 | 0.00012923 | 0.00013005 | 0.00017487 | 0.00025758 | 0.00025768 | 0.00025771 | 0.0002578 | 0.00031941 | 0.00036547 | 0.00066498 | 0.000691 | 0.00076715 | 0.00076788 | 0.001206 | 0.0012062 | 0.0012067 | 0.0013617 | 0.0013627 | 0.0013652
SA | S9 | Western Eyre Peninsula | Solar | 0 | 0 | 0 | 0.00024763 | 0.00030344 | 0.00030409 | 0.00030429 | 0.00030525 | 0.00039973 | 0.0013997 | 0.0013998 | 0.0013998 | 0.0013999 | 0.0030372 | 0.0030403 | 213.1953 | 286.1516 | 411.5839 | 411.5839 | 428.4749 | 428.4749 | 428.4749 | 428.4749 | 428.4749 | 428.4749
TAS | T1 | North East Tasmania | Solar | 0 | 0 | 0 | 0 | 0 | 0 | 0 | 0 | 0 | 0 | 0 | 0 | 0 | 0.0001384 | 0.00013963 | 0.00025692 | 0.00025929 | 0.00035044 | 0.00035088 | 0.00040299 | 0.00040364 | 0.0004047 | 0.00044054 | 0.00044119 | 0.00074627
TAS | T2 | North West Tasmania | Solar | 0 | 0 | 0 | 0 | 0 | 0 | 0 | 0.00016737 | 0.00016755 | 0.00016765 | 0.00016769 | 413.4298 | 413.4298 | 413.4298 | 413.4298 | 413.4298 | 413.4298 | 413.4298 | 413.4298 | 413.4298 | 413.4298 | 413.4298 | 413.4298 | 413.4298 | 413.4298
TAS | T3 | Central Highlands | Solar | 0 | 0 | 0 | 0 | 0 | 0 | 0 | 0 | 0 | 0 | 0 | 0 | 0 | 0.00014102 | 0.00014211 | 0.00025932 | 0.00026143 | 0.00038039 | 0.00038117 | 0.00038493 | 0.0003867 | 0.00038802 | 0.00045836 | 0.0004592 | 0.00076597
Region | REZ | REZ Name | Technology | 2024-25 | 2025-26 | 2026-27 | 2027-28 | 2028-29 | 2029-30 | 2030-31 | 2031-32 | 2032-33 | 2033-34 | 2034-35 | 2035-36 | 2036-37 | 2037-38 | 2038-39 | 2039-40 | 2040-41 | 2041-42 | 2042-43 | 2043-44 | 2044-45 | 2045-46 | 2046-47 | 2047-48 | 2048-49
QLD | Q1 | Far North QLD | Wind | 330.318 | 811.0239 | 917.4339 | 930.2895 | 930.2895 | 1183.5436 | 1183.5436 | 1183.5436 | 1183.5436 | 2172.6663 | 3559.6832 | 3559.6832 | 3559.6832 | 3559.6832 | 4184.612 | 4184.612 | 4184.612 | 4184.6122 | 4184.6122 | 4132.633 | 4132.633 | 4132.633 | 4132.633 | 4132.633 | 4278.5256
QLD | Q2 | North Qld Clean Energy Hub | Wind | 43.2 | 1526.5777 | 2023.3497 | 2134.5189 | 2134.5189 | 4362.4978 | 4362.4978 | 4362.4978 | 4362.4978 | 4743.2004 | 4743.2042 | 4743.2042 | 5300.8702 | 5784.1099 | 5825.5146 | 5825.5146 | 5825.5146 | 5825.5146 | 5825.5146 | 5951.8697 | 5951.8697 | 7663.16 | 7663.16 | 7663.16 | 7663.16
QLD | Q3 | Northern Qld | Wind | 0 | 0 | 0 | 0 | 0 | 0 | 0 | 0 | 0 | 0 | 0 | 0 | 0 | 0 | 0 | 0 | 0 | 0 | 0 | 0 | 0 | 0 | 0 | 0 | 0
QLD | Q4 | Isaac | Wind | 0 | 0.00012401 | 0.00092986 | 472.9887 | 927.6167 | 1000.0003 | 1000.0003 | 1000.0008 | 1000.0008 | 1338.1032 | 1338.1032 | 1338.1032 | 1338.1032 | 1338.1032 | 1338.1032 | 1338.1032 | 1338.1033 | 1338.1033 | 1338.1033 | 1338.1033 | 1338.1033 | 1338.1033 | 1338.1033 | 1338.1033 | 1338.1033
QLD | Q5 | Barcaldine | Wind | 0 | 0.00010607 | 59.0784 | 59.0784 | 59.0784 | 98.3237 | 98.3237 | 98.3238 | 98.9234 | 962.9042 | 1000.0008 | 1000.0008 | 1000.0008 | 1000.0009 | 1000.0009 | 1000.0009 | 1000.0009 | 1000.001 | 1000.0013 | 1000.0023 | 1000.0023 | 1000.0023 | 1000.0023 | 1000.0023 | 1000.0024
QLD | Q6 | Fitzroy | Wind | 0 | 0.0003946 | 0.001289 | 259.8281 | 900.0002 | 900.0027 | 900.0027 | 900.0027 | 900.0027 | 1254.6918 | 1254.6918 | 1254.6918 | 1254.6918 | 1916.4766 | 1916.4766 | 1916.4766 | 1916.4766 | 1916.4766 | 1916.4766 | 1916.4766 | 1916.4766 | 1916.4766 | 1941.5201 | 3399.002 | 3399.002
QLD | Q7 | Wide Bay | Wind | 0 | 0 | 0 | 0 | 0.00031166 | 0.0083618 | 0.0083622 | 0.0083627 | 0.0083633 | 0.0083647 | 0.0083657 | 0.008366 | 0.0083664 | 0.0084092 | 0.0084096 | 0.0084097 | 0.0084097 | 0.0084098 | 0.0084102 | 0.0084105 | 0.0084108 | 0.0084117 | 0.012265 | 300.006 | 300.0061
QLD | Q8 | Darling Downs | Wind | 925.89 | 2325.8902 | 2653.15 | 3895.054 | 3895.054 | 4106.6249 | 4106.6249 | 4106.6249 | 6379.3841 | 7175.528 | 7175.528 | 7175.528 | 7175.528 | 7175.528 | 7175.528 | 7175.528 | 7175.528 | 7175.528 | 7175.528 | 7175.528 | 6722.638 | 6722.638 | 6722.638 | 6722.638 | 6722.638
QLD | Q9 | Banana | Wind | 0 | 0 | 0.00011514 | 0.00012578 | 0.00017315 | 0.00061142 | 0.00061228 | 0.00063919 | 0.00086219 | 0.0027926 | 0.0028665 | 0.002867 | 0.0028898 | 0.0030788 | 0.003079 | 0.0030792 | 0.0030794 | 0.0030812 | 0.0032931 | 0.0032942 | 0.0032945 | 0.0032965 | 0.0033047 | 0.0033052 | 0.0033055
NSW | N1 | North West NSW | Wind | 0 | 0 | 0 | 0 | 0 | 0 | 0 | 0 | 0 | 0 | 0 | 0 | 0 | 0 | 0 | 0 | 0 | 0 | 0 | 0 | 0 | 0 | 0 | 0 | 0
NSW | N2 | New England | Wind | 442.48 | 851.9 | 1695.8784 | 2572.4496 | 4364.9017 | 5455.9032 | 5455.9032 | 5455.9032 | 5455.9032 | 5577.7301 | 6997.3584 | 6997.3584 | 7598.3526 | 7842.48 | 7670 | 7670 | 7670 | 7670 | 7670 | 7400 | 7400 | 7400 | 7400 | 7400 | 7400
NSW | N3 | Central-West Orana | Wind | 113.19 | 913.1903 | 2041.7812 | 2277.6005 | 2789.7459 | 3113.19 | 3113.19 | 3113.19 | 3113.19 | 3113.19 | 3113.19 | 3113.19 | 3113.19 | 3113.19 | 3113.19 | 3113.19 | 3113.19 | 3113.19 | 3113.19 | 3113.19 | 3113.19 | 3113.19 | 4632.565 | 4632.565 | 4632.565
NSW | N4 | Broken Hill | Wind | 198.94 | 198.94 | 198.9463 | 272.0363 | 272.0363 | 272.0364 | 272.0364 | 272.0364 | 272.0365 | 272.0365 | 272.0365 | 272.0365 | 272.0365 | 272.0365 | 272.0365 | 272.0365 | 272.0365 | 272.0366 | 272.0366 | 73.0966 | 73.0966 | 73.0966 | 73.0967 | 143.4499 | 188.4822
NSW | N5 | South West NSW | Wind | 0 | 0 | 0.00031685 | 0.00063017 | 0.00063056 | 0.00063648 | 0.00063848 | 0.00064161 | 0.00074942 | 0.00084984 | 0.00085083 | 0.00085126 | 0.00085174 | 0.00085285 | 0.0008562 | 0.00089732 | 0.00089875 | 0.0011238 | 0.0011256 | 0.0011275 | 0.0011297 | 0.0011334 | 0.0011388 | 0.0015896 | 0.0022294
NSW | N6 | Wagga Wagga | Wind | 0 | 0 | 0 | 0.00030142 | 0.00030323 | 0.0003223 | 0.00032362 | 0.00033385 | 0.00037556 | 0.00042711 | 0.00042726 | 0.00042764 | 0.00042815 | 0.00043475 | 0.00047904 | 0.00060966 | 0.00063282 | 0.00070059 | 0.00070152 | 0.0007018 | 0.00070852 | 0.00070998 | 0.00090399 | 0.00096309 | 0.0010655
NSW | N7 | Tumut | Wind | 0 | 0 | 0 | 0 | 0 | 0 | 0 | 0 | 0 | 0 | 0 | 0 | 0 | 0 | 0 | 0 | 0 | 0 | 0 | 0 | 0 | 0 | 0 | 0 | 0
NSW | N8 | Cooma-Monaro | Wind | 113 | 375.7931 | 413 | 680.9107 | 709.8118 | 709.8118 | 709.8118 | 709.8118 | 709.8118 | 709.8118 | 709.8118 | 709.8118 | 709.8118 | 709.8118 | 709.8118 | 747.7388 | 634.7388 | 634.7388 | 634.7388 | 634.7388 | 634.7388 | 634.7388 | 730.9818 | 828 | 828
NSW | N9 | Hunter-Central Coast | Wind | 0 | 421.0522 | 1524.3749 | 1524.375 | 1524.375 | 1524.375 | 1524.375 | 1524.375 | 1524.375 | 1524.375 | 1524.375 | 1524.375 | 1524.375 | 1524.375 | 1524.375 | 1524.375 | 1524.375 | 1524.375 | 1524.375 | 1524.375 | 1524.375 | 1524.375 | 1524.375 | 1524.375 | 1524.375
VIC | V1 | Ovens Murray | Wind | 0 | 0 | 0 | 0 | 0 | 0 | 0 | 0 | 0 | 0 | 0 | 0 | 0 | 0 | 0 | 0 | 0 | 0 | 0 | 0 | 0 | 0 | 0 | 0 | 0
VIC | V2 | Murray River | Wind | 0 | 0 | 0 | 0 | 0 | 0 | 0 | 0 | 0 | 0 | 0 | 0 | 0 | 0 | 0 | 0 | 0 | 0 | 0 | 0 | 0 | 0 | 0 | 0 | 0
VIC | V3 | Western Victoria | Wind | 1934.5 | 1956.5637 | 1956.5637 | 2860.3807 | 3576.1248 | 3647.3993 | 3647.3993 | 3647.3993 | 3647.3994 | 3800.9104 | 3608.9104 | 3608.9104 | 3608.9104 | 3608.9104 | 3608.9104 | 3608.9104 | 3608.9104 | 3608.9104 | 3577.8604 | 3446.6604 | 3134.6604 | 3134.6604 | 3134.6604 | 2894.6604 | 3542.0806
VIC | V4 | South West Victoria | Wind | 2082.66 | 2082.6604 | 2082.6604 | 2082.6636 | 2823.2506 | 3184.6237 | 3184.6237 | 3184.6237 | 3184.6237 | 3476.7851 | 3476.7851 | 3476.7851 | 3476.7851 | 3409.5851 | 2989.5851 | 2989.5851 | 2807.8851 | 2807.8851 | 2788.3851 | 2595.7851 | 2595.7851 | 1732.2251 | 1732.2251 | 1732.2252 | 3251.3114
VIC | V5 | Gippsland | Wind | 0 | 500.0002 | 500.0002 | 500.0021 | 500.0021 | 500.0021 | 500.0021 | 500.0021 | 500.0021 | 500.0021 | 500.0021 | 500.0021 | 500.0021 | 500.0021 | 500.0021 | 500.0021 | 500.0021 | 500.0021 | 500.0021 | 500.0021 | 500.0021 | 500.0022 | 500.0022 | 500.0022 | 500.0022
VIC | V6 | Central North VIC | Wind | 0 | 0.00011572 | 0.00048918 | 0.00099734 | 0.0010105 | 0.0010156 | 0.0010162 | 0.0010189 | 0.001291 | 0.0012932 | 0.0012934 | 0.0012934 | 0.0012935 | 0.001294 | 0.0012944 | 0.001297 | 0.0013002 | 0.0014182 | 0.0014187 | 0.0014193 | 0.0014206 | 0.0014233 | 0.0014289 | 0.0014725 | 0.0019075
SA | S1 | South East SA | Wind | 324.5 | 324.5 | 324.5003 | 459.541 | 459.541 | 1124.501 | 1124.501 | 1124.501 | 1124.5012 | 1124.504 | 1124.504 | 998.004 | 998.004 | 998.004 | 983.5323 | 1037.8507 | 998.8507 | 998.8507 | 998.8507 | 998.8507 | 998.8507 | 998.8507 | 998.8507 | 1269.1164 | 1636.6556
SA | S2 | Riverland | Wind | 0 | 0 | 0.00026547 | 0.00032371 | 0.00032453 | 0.00048092 | 0.00048209 | 0.00048714 | 0.00055058 | 0.00083254 | 0.00083313 | 0.00083412 | 0.00083496 | 0.00083729 | 0.00086328 | 0.0010282 | 0.0010308 | 0.0010612 | 0.0010661 | 0.001068 | 0.0010697 | 0.0010735 | 0.0010832 | 0.0016507 | 0.0019788
SA | S3 | Mid-North SA | Wind | 1343.06 | 1343.06 | 1741.085 | 1794.2881 | 1794.2881 | 1794.2882 | 1794.2882 | 1794.2882 | 1794.2882 | 1884.4217 | 1884.4217 | 1813.0217 | 1628.2217 | 1628.2217 | 2188.1614 | 1861.4617 | 1861.4617 | 1861.4627 | 1861.4627 | 1647.6027 | 1647.6027 | 1516.8027 | 1516.8028 | 1516.8029 | 1516.8029
SA | S4 | Yorke Peninsula | Wind | 90.75 | 90.75 | 106.7856 | 111.8271 | 111.8271 | 108.4188 | 108.4188 | 108.4188 | 108.4188 | 109.5617 | 109.5617 | 109.5617 | 109.5617 | 109.5617 | 109.5617 | 109.5618 | 109.5618 | 109.5618 | 109.5618 | 109.5618 | 109.5618 | 109.5618 | 109.5618 | 109.5622 | 109.5622
SA | S5 | Northern SA | Wind | 422.4 | 422.4 | 422.4 | 422.4 | 422.4 | 422.4 | 422.4 | 422.4 | 422.4 | 422.4 | 422.4 | 422.4 | 422.4 | 422.4 | 422.4 | 422.4 | 422.4 | 422.4 | 422.4 | 422.4 | 422.4 | 210 | 210 | 210 | 210
SA | S6 | Leigh Creek | Wind | 0 | 0 | 0.00019152 | 0.0014777 | 600.0032 | 600.0032 | 600.0032 | 600.0032 | 600.0032 | 600.0032 | 600.0032 | 600.0032 | 600.0032 | 766.852 | 766.852 | 766.852 | 766.852 | 766.852 | 766.852 | 766.852 | 766.852 | 766.852 | 1672.3197 | 1895.6227 | 2337.2067
SA | S7 | Roxby Downs | Wind | 0 | 0 | 0 | 0 | 0 | 0 | 0 | 0 | 0 | 0 | 0 | 0 | 0 | 0 | 0 | 0 | 0 | 0 | 0 | 0 | 0 | 0 | 0 | 0 | 0
SA | S8 | Eastern Eyre Peninsula | Wind | 136 | 136 | 136.0008 | 136.0098 | 171.3371 | 267.5084 | 201.5084 | 201.5084 | 201.5084 | 357.5989 | 357.5989 | 287.5989 | 287.5989 | 287.5989 | 320.861 | 320.861 | 320.861 | 320.861 | 320.861 | 320.861 | 320.861 | 320.861 | 320.861 | 342.6905 | 342.6905
SA | S9 | Western Eyre Peninsula | Wind | 0 | 0 | 367.9993 | 400.0003 | 400.0006 | 400.0006 | 400.0006 | 400.0006 | 400.0006 | 400.001 | 400.001 | 400.001 | 400.001 | 400.0013 | 400.0013 | 400.0013 | 400.0013 | 400.0013 | 400.0013 | 400.0013 | 400.0013 | 400.0014 | 400.0014 | 400.002 | 400.002
TAS | T1 | North East Tasmania | Wind | 168 | 168 | 265.0722 | 464.3864 | 464.3864 | 464.3881 | 464.3881 | 464.3881 | 464.3881 | 464.3881 | 464.3881 | 464.3881 | 464.3881 | 464.3881 | 464.3881 | 464.3881 | 568.8794 | 568.8794 | 568.8794 | 568.8794 | 568.8794 | 568.8794 | 568.8794 | 568.8794 | 568.8795
TAS | T2 | North West Tasmania | Wind | 251.35 | 251.35 | 273.9682 | 400.6506 | 714.3381 | 714.3381 | 714.3381 | 714.3381 | 1132.0787 | 1132.0787 | 1132.0787 | 1132.0787 | 1551.3505 | 1551.3505 | 1551.3505 | 1551.3529 | 1551.3529 | 1551.3529 | 1551.3529 | 1551.3529 | 1551.3529 | 1551.3529 | 1551.3529 | 1551.3529 | 1551.3529
TAS | T3 | Central Highlands | Wind | 144 | 144.0013 | 334.5209 | 334.521 | 334.521 | 633.3515 | 872.4171 | 872.4171 | 872.4171 | 1311.1892 | 1311.1892 | 1311.1892 | 1311.1892 | 1311.1892 | 1686.4378 | 1686.4378 | 1686.4378 | 1686.4378 | 1686.4378 | 1686.4378 | 1542.4378 | 1542.4378 | 1542.4378 | 1542.4378 | 1542.4378
Region | REZ | REZ Name | Technology | 2024-25 | 2025-26 | 2026-27 | 2027-28 | 2028-29 | 2029-30 | 2030-31 | 2031-32 | 2032-33 | 2033-34 | 2034-35 | 2035-36 | 2036-37 | 2037-38 | 2038-39 | 2039-40 | 2040-41 | 2041-42 | 2042-43 | 2043-44 | 2044-45 | 2045-46 | 2046-47 | 2047-48 | 2048-49
NSW | O1 | Hunter Coast | Offshore Wind | 0 | 0 | 0 | 0 | 0 | 0 | 0 | 0 | 0 | 0 | 0 | 0 | 0 | 0 | 0 | 0 | 0 | 0 | 0 | 0 | 0 | 0 | 0 | 0 | 0
NSW | O2 | Illawarra Coast | Offshore Wind | 0 | 0 | 0 | 0 | 0 | 0 | 0 | 0 | 0 | 0 | 0 | 0 | 0 | 0.00012026 | 0.00012031 | 0.00018631 | 0.00018937 | 0.00018963 | 0.00019009 | 0.00021541 | 0.00021547 | 0.0002156 | 0.00044631 | 0.00044636 | 147.5
VIC | O3 | Gippsland Coast | Offshore Wind | 0 | 0 | 0 | 0 | 0 | 35.4103 | 999.9996 | 1999.9996 | 2666.9995 | 3332.9995 | 3999.9995 | 4653.9614 | 4777.7036 | 4838.939 | 4838.939 | 5052.5 | 5052.5 | 5052.5 | 5052.5 | 5052.5 | 5052.5 | 5052.5 | 5052.5 | 5052.5 | 5052.5
TAS | O4 | North West Tasmania Coast | Offshore Wind | 0 | 0 | 0 | 0 | 0 | 0 | 0 | 0 | 0 | 0 | 0 | 0 | 0 | 0 | 0 | 0 | 0 | 0 | 0 | 0 | 0 | 0 | 0 | 0 | 0.00011698
VIC | O5 | Portland Coast | Offshore Wind | 0 | 0 | 0 | 0 | 0 | 0 | 0.00033347 | 0.00033617 | 0.00033771 | 0.00033805 | 0.00033887 | 346.0386 | 1222.2965 | 2161.061 | 3161.061 | 3947.5 | 3947.5 | 3947.5 | 3947.5 | 3947.5 | 3947.5 | 3947.5 | 3947.5 | 3947.5 | 3947.5
SA | O6 | South East SA Coast | Offshore Wind | 0 | 0 | 0 | 0 | 0 | 0 | 0 | 0 | 0 | 0 | 0 | 0 | 0 | 0 | 0 | 0 | 0 | 0 | 0 | 0 | 0 | 0 | 0 | 0.00010902 | 0.00011891

## BaseCase_VOM Cost
VOM cost by technology ($000s) - BaseCase, Step Change Scenario
VOM | Real June 2023 dollars discounted to 1 July 2023
Explicitly modelled generation
Region | Technology | 2024-25 | 2025-26 | 2026-27 | 2027-28 | 2028-29 | 2029-30 | 2030-31 | 2031-32 | 2032-33 | 2033-34 | 2034-35 | 2035-36 | 2036-37 | 2037-38 | 2038-39 | 2039-40 | 2040-41 | 2041-42 | 2042-43 | 2043-44 | 2044-45 | 2045-46 | 2046-47 | 2047-48 | 2048-49
NEM | Black Coal | 323823.1198 | 239299.7337 | 196480.7184 | 154112.2136 | 117386.9464 | 82269.0044 | 65408.2004 | 54552.939 | 42501.1045 | 29550.6005 | 12594.4895 | 10850.8485 | 5123.7645 | 0 | 0 | 0 | 0 | 0 | 0 | 0 | 0 | 0 | 0 | 0 | 0
NEM | Brown Coal | 84309.05 | 78370.129 | 65188.075 | 54758.337 | 33491.875 | 30755.871 | 28571.8515 | 21130.4815 | 21520.523 | 0 | 0 | 0 | 0 | 0 | 0 | 0 | 0 | 0 | 0 | 0 | 0 | 0 | 0 | 0 | 0
NEM | CCGT | 14423.4978 | 17694.7781 | 15288.7969 | 19226.6255 | 16267.6261 | 11106.2248 | 12859.2683 | 13265.202 | 14882.1784 | 16134.7979 | 18002.7158 | 12862.1127 | 11716.299 | 8622.2254 | 7101.395 | 6690.2832 | 5455.6389 | 4663.6656 | 3707.4004 | 2817.9383 | 2423.9451 | 1649.3306 | 1327.1255 | 1298.4687 | 1247.3013
NEM | Gas - Steam | 93.0172 | 58.1293 | 134.0144 | 2308.219 | 2572.7712 | 2693.84 | 35.941 | 115.6321 | 273.7681 | 396.3446 | 537.3066 | 195.0967 | 195.3955 | 392.4032 | 204.9053 | 0 | 0 | 0 | 0 | 0 | 0 | 0 | 0 | 0 | 0
NEM | OCGT / Diesel | 763.8654 | 1138.1651 | 934.1186 | 1130.5777 | 2814.2283 | 923.0976 | 997.757 | 3136.1064 | 5662.0152 | 4693.7189 | 11836.7993 | 6518.7965 | 7978.3952 | 11487.1042 | 4755.3607 | 7447.2089 | 4232.5178 | 6742.6005 | 2840.328 | 6651.6275 | 4447.1671 | 4104.8539 | 4232.7125 | 2011.34 | 3110.5414
NEM | Hydro | 126784.0963 | 114686.9678 | 98718.8672 | 79045.8835 | 92520.9536 | 75167.619 | 70169.9441 | 65261.413 | 63735.615 | 63477.3393 | 56839.438 | 47778.9186 | 42614.9191 | 48940.8784 | 38332.7502 | 30515.8628 | 27027.8675 | 24983.2044 | 27728.0633 | 24607.6745 | 19456.904 | 16931.7776 | 22174.0017 | 19738.6968 | 17196.7732
NEM | Hydrogen Turbine | 0 | 0 | 0 | 0 | 0 | 0 | 0 | 0 | 0 | 0 | 0 | 0 | 0 | 0 | 0 | 0 | 0 | 0 | 0 | 0 | 0 | 0 | 0 | 0 | 0
NEM | Wind | 3056.9605 | 4586.3014 | 5582.0012 | 6276.6803 | 6899.2707 | 7289.6831 | 7434.8826 | 7379.7805 | 7271.1435 | 7421.3171 | 7463.9002 | 7382.4851 | 7190.7438 | 6833.7111 | 6488.3676 | 5983.0183 | 5626.6274 | 5170.1919 | 4779.7672 | 4399.885 | 4225.4436 | 3980.9289 | 3797.8173 | 3613.4745 | 3414.7452
NEM | Solar PV | 1877.7096 | 1808.0326 | 1793.8217 | 1761.7435 | 1914.6231 | 2307.4097 | 2406.0229 | 2469.9599 | 2516.7202 | 2788.6989 | 2588.4085 | 2557.5106 | 2496.7323 | 2484.631 | 2509.7099 | 2656.07 | 2664.5551 | 2760.9443 | 2839.6214 | 2794.6736 | 2677.7862 | 2581.9734 | 2278.825 | 2148.776 | 2010.4976
NEM | Grid Battery | 123.1014 | 187.7277 | 198.5397 | 289.2924 | 250.8561 | 447.7291 | 464.1663 | 546.2373 | 798.2922 | 834.3591 | 941.6593 | 949.547 | 972.7244 | 1070.226 | 1015.8649 | 1053.4901 | 1076.2787 | 1188.3564 | 1464.4717 | 1429.944 | 1375.9566 | 1344.4094 | 1106.6383 | 976.3756 | 862.55
NEM | PHES | 6346.183 | 9023.4822 | 9515.5678 | 8085.1424 | 10718.6645 | 16812.9295 | 26046.7337 | 25322.1383 | 25367.4729 | 25693.9962 | 20057.3677 | 18161.2979 | 14839.5082 | 16426.1598 | 13061.89 | 10779.9584 | 9802.6735 | 9712.1641 | 9295.9689 | 8311.9255 | 6594.7549 | 6111.3953 | 5271.3085 | 4681.0046 | 3264.4336
NEM | VPP | 31.377 | 54.3509 | 80.3699 | 108.695 | 123.8714 | 167.119 | 199.0877 | 216.0275 | 243.8176 | 269.0395 | 264.7204 | 279.5833 | 301.7181 | 284.4246 | 301.2378 | 305.796 | 296.003 | 307.1937 | 319.9357 | 313.5506 | 313.3401 | 319.6157 | 293.5465 | 291.1206 | 275.3583
Total |  | 561631.9781 | 466907.7978 | 393914.8908 | 327103.41 | 284961.6864 | 229940.5271 | 214593.8554 | 193395.9177 | 184772.6507 | 151260.212 | 131126.8054 | 107536.1969 | 93430.2002 | 96541.7637 | 73771.4813 | 65431.6876 | 56182.1621 | 55528.3208 | 52975.5566 | 51327.219 | 41515.2976 | 37024.2849 | 40481.9753 | 34759.2567 | 31382.2008
Region | Technology | 2024-25 | 2025-26 | 2026-27 | 2027-28 | 2028-29 | 2029-30 | 2030-31 | 2031-32 | 2032-33 | 2033-34 | 2034-35 | 2035-36 | 2036-37 | 2037-38 | 2038-39 | 2039-40 | 2040-41 | 2041-42 | 2042-43 | 2043-44 | 2044-45 | 2045-46 | 2046-47 | 2047-48 | 2048-49
NSW1 | Black Coal | 167757.581 | 118952.7413 | 93317.228 | 75063.45 | 50161.147 | 28541.9085 | 22285.0435 | 13202.7525 | 14266.382 | 14210.926 | 12594.4895 | 10850.8485 | 5123.7645 | 0 | 0 | 0 | 0 | 0 | 0 | 0 | 0 | 0 | 0 | 0 | 0
NSW1 | Brown Coal | 0 | 0 | 0 | 0 | 0 | 0 | 0 | 0 | 0 | 0 | 0 | 0 | 0 | 0 | 0 | 0 | 0 | 0 | 0 | 0 | 0 | 0 | 0 | 0 | 0
NSW1 | CCGT | 113.8931 | 2413.0807 | 4540.6314 | 7726.2854 | 6669.6839 | 3969.5933 | 4485.1499 | 4306.3839 | 4505.1484 | 4070.1456 | 4283.2723 | 2968.0723 | 2781.0723 | 2186.5088 | 2328.4258 | 2298.6234 | 2015.8016 | 1542.1591 | 1202.0243 | 0.00017941 | 0.00016317 | 0.00015266 | 0.00014339 | 0.00013413 | 0.00012413
NSW1 | Gas - Steam | 0 | 0 | 0 | 0 | 0 | 0 | 0 | 0 | 0 | 0 | 0 | 0 | 0 | 0 | 0 | 0 | 0 | 0 | 0 | 0 | 0 | 0 | 0 | 0 | 0
NSW1 | OCGT / Diesel | 0.00058395 | 128.2061 | 68.1349 | 85.7145 | 336.0711 | 130.8081 | 158.5018 | 1725.4093 | 2423.9229 | 762.4327 | 3299.6705 | 1898.6407 | 2914.0325 | 3785.3476 | 1480.9992 | 2905.3408 | 1410.1504 | 2803.9423 | 1203.2389 | 2381.7427 | 1615.3111 | 2006.1746 | 704.3664 | 489.2286 | 1535.4707
NSW1 | Hydro | 19524.9877 | 19813.9675 | 19866.9821 | 15483.7363 | 20114.8174 | 16495.9766 | 12866.7108 | 11971.4911 | 10304.7628 | 11545.9078 | 10643.4563 | 9104.1446 | 6645.271 | 9783.9693 | 7422.7246 | 5871.9829 | 5303.7197 | 4534.0048 | 5277.1812 | 5348.9942 | 4298.1767 | 3279.6754 | 4953.9631 | 4559.7248 | 4197.9024
NSW1 | Hydrogen Turbine | 0 | 0 | 0 | 0 | 0 | 0 | 0 | 0 | 0 | 0 | 0 | 0 | 0 | 0 | 0 | 0 | 0 | 0 | 0 | 0 | 0 | 0 | 0 | 0 | 0
NSW1 | Wind | 727.5312 | 1277.6304 | 1877.602 | 2110.3972 | 2462.4429 | 2343.339 | 2332.6535 | 2195.6957 | 2138.7629 | 1970.1909 | 1955.3917 | 1882.9744 | 1869.9456 | 1792.58 | 1485.8664 | 1386.4087 | 1233.6298 | 1210.7337 | 1130.4341 | 978.3699 | 937.9955 | 898.9274 | 939.8348 | 803.8413 | 768.8956
NSW1 | Solar PV | 771.8029 | 772.8072 | 892.951 | 909.896 | 1067.6329 | 1490.0672 | 1538.7357 | 1452.436 | 1436.0351 | 1352.744 | 1195.7039 | 1185.4871 | 1113.5585 | 1206.8408 | 1198.8606 | 1311.2582 | 1230.1968 | 1191.5771 | 1176.6732 | 1166.5515 | 1161.173 | 1097.6057 | 932.6662 | 890.1926 | 865.6686
NSW1 | Grid Battery | 34.3722 | 52.4157 | 50.4218 | 151.875 | 136.8038 | 338.8974 | 360.7357 | 432.3241 | 647.1317 | 601.2825 | 514.0146 | 494.1457 | 536.4088 | 706.9941 | 675.8389 | 676.9266 | 609.2018 | 599.2568 | 697.2975 | 693.1034 | 704.478 | 673.9459 | 523.1261 | 470.5958 | 453.4566
NSW1 | PHES | 1341.5296 | 1666.52 | 2220.389 | 1765.4247 | 5890.3088 | 11293.9117 | 8728.2594 | 8513.2455 | 8479.9194 | 7309.7188 | 6203.4296 | 5956.005 | 4642.701 | 5512.4697 | 3951.3048 | 3348.7627 | 2805.8017 | 2704.263 | 2608.9658 | 2859.1169 | 1755.27 | 1804.8004 | 1635.0754 | 1476.9921 | 1227.8754
NSW1 | VPP | 9.8165 | 19.1994 | 29.8098 | 40.9976 | 49.0838 | 65.4357 | 78.766 | 86.5348 | 98.0697 | 106.7673 | 106.9698 | 114.7061 | 122.4813 | 119.0057 | 127.4081 | 127.9754 | 125.8611 | 130.5813 | 130.5812 | 126.264 | 127.943 | 128.1058 | 118.7773 | 117.7249 | 112.9292
Total |  | 190281.5148 | 145096.5683 | 122864.15 | 103337.7767 | 86887.9917 | 64669.9375 | 52834.5562 | 43886.2729 | 44300.1348 | 41930.1156 | 40796.3983 | 34455.0245 | 25749.2354 | 25093.7159 | 18671.4282 | 17927.2789 | 14734.3629 | 14716.5182 | 13426.3962 | 13554.1427 | 10600.3476 | 9889.2355 | 9807.8094 | 8808.3002 | 9162.1987
Region | Technology | 2024-25 | 2025-26 | 2026-27 | 2027-28 | 2028-29 | 2029-30 | 2030-31 | 2031-32 | 2032-33 | 2033-34 | 2034-35 | 2035-36 | 2036-37 | 2037-38 | 2038-39 | 2039-40 | 2040-41 | 2041-42 | 2042-43 | 2043-44 | 2044-45 | 2045-46 | 2046-47 | 2047-48 | 2048-49
QLD1 | Black Coal | 156065.5388 | 120346.9924 | 103163.4904 | 79048.7636 | 67225.7994 | 53727.0959 | 43123.1569 | 41350.1865 | 28234.7225 | 15339.6745 | 0 | 0 | 0 | 0 | 0 | 0 | 0 | 0 | 0 | 0 | 0 | 0 | 0 | 0 | 0
QLD1 | Brown Coal | 0 | 0 | 0 | 0 | 0 | 0 | 0 | 0 | 0 | 0 | 0 | 0 | 0 | 0 | 0 | 0 | 0 | 0 | 0 | 0 | 0 | 0 | 0 | 0 | 0
QLD1 | CCGT | 6164.8501 | 5589.3499 | 5368.4212 | 5309.0084 | 5099.5586 | 4501.6423 | 4941.1514 | 5253.5021 | 5801.7011 | 7703.0785 | 9489.5397 | 7345.9065 | 6927.462 | 6435.716 | 4772.9686 | 4391.6591 | 3439.8368 | 3121.506 | 2505.3757 | 2817.9377 | 2423.9446 | 1649.3301 | 1327.125 | 1298.4682 | 1247.3009
QLD1 | Gas - Steam | 0 | 0 | 0 | 0 | 0 | 0 | 0 | 0 | 0 | 0 | 0 | 0 | 0 | 0 | 0 | 0 | 0 | 0 | 0 | 0 | 0 | 0 | 0 | 0 | 0
QLD1 | OCGT / Diesel | 0.00076688 | 0.0011861 | 0.0010946 | 0.0010363 | 7.9784 | 0.0007306 | 0.00094065 | 0.00094289 | 0.00088734 | 71.1585 | 89.1283 | 27.1895 | 1651.1358 | 714.9437 | 48.4976 | 733.2022 | 120.8793 | 11.7284 | 59.1512 | 2.4524 | 0.00038594 | 0.00047668 | 170.0893 | 4.3166 | 233.0202
QLD1 | Hydro | 4820.7264 | 4518.92 | 4026.8964 | 3599.1193 | 3512.8784 | 3120.3238 | 3041.7214 | 2871.3938 | 2736.7296 | 2522.6785 | 2231.1934 | 2112.7226 | 1930.0131 | 556.0238 | 389.6244 | 335.2405 | 300.7354 | 327.3841 | 0 | 0 | 0 | 0 | 0 | 0 | 0
QLD1 | Hydrogen Turbine | 0 | 0 | 0 | 0 | 0 | 0 | 0 | 0 | 0 | 0 | 0 | 0 | 0 | 0 | 0 | 0 | 0 | 0 | 0 | 0 | 0 | 0 | 0 | 0 | 0
QLD1 | Wind | 470.6204 | 1343.2303 | 1457.5151 | 1701.1832 | 1830.6446 | 2169.5942 | 2264.1463 | 2058.2443 | 2216.7641 | 2403.8387 | 2564.1881 | 2489.2208 | 2285.6872 | 2243.8759 | 2146.4478 | 2022.9859 | 1843.9488 | 1748.2184 | 1544.8261 | 1484.6226 | 1395.7711 | 1327.4011 | 1265.5336 | 1264.4449 | 1184.8132
QLD1 | Solar PV | 733.7396 | 618.2122 | 512.6321 | 499.2355 | 459.7212 | 454.6158 | 527.2482 | 702.6825 | 770.3372 | 941.495 | 951.1192 | 918.3672 | 947.3425 | 859.9039 | 899.9745 | 855.6023 | 991.7307 | 985.3951 | 1110.0798 | 1037.5118 | 952.1357 | 933.2454 | 863.7494 | 804.9551 | 723.9947
QLD1 | Grid Battery | 39.6012 | 40.5161 | 39.0176 | 36.7718 | 30.4871 | 30.0457 | 27.4047 | 26.6649 | 25.3956 | 23.5938 | 129.1276 | 165.5105 | 165.0485 | 137.4899 | 129.402 | 157.2063 | 280.1615 | 272.523 | 453.5841 | 419.0983 | 371.5092 | 365.0208 | 342.9942 | 284.7077 | 219.6303
QLD1 | PHES | 5004.6534 | 7356.9622 | 7295.1788 | 6319.7177 | 4585.8368 | 5276.5753 | 17080.4032 | 16601.3109 | 16692.2376 | 18105.167 | 13573.1862 | 11908.9354 | 9871.641 | 10632.2415 | 8862.7164 | 7192.5293 | 6790.579 | 6776.8917 | 6456.0177 | 5248.4492 | 4636.145 | 4094.0804 | 3459.7264 | 3062.5663 | 1904.7326
QLD1 | VPP | 5.7643 | 11.5711 | 17.553 | 24.8008 | 28.4186 | 41.8168 | 48.6764 | 57.6583 | 64.7691 | 70.5277 | 73.0907 | 74.6839 | 81.8513 | 77.3716 | 82.9999 | 80.4824 | 82.9943 | 81.0534 | 88.0978 | 87.6101 | 83.1893 | 84.9768 | 81.3895 | 78.3524 | 74.4242
Total |  | 173305.495 | 139825.7554 | 121880.7057 | 96538.6013 | 82781.323 | 69321.7105 | 71053.9094 | 68921.6442 | 56542.6577 | 47181.2124 | 29100.5732 | 25042.5365 | 23860.1814 | 21657.5663 | 17332.6313 | 15768.9081 | 13850.8659 | 13324.6999 | 12217.1323 | 11097.6822 | 9862.6953 | 8454.0552 | 7510.6075 | 6797.8113 | 5587.9161
Region | Technology | 2024-25 | 2025-26 | 2026-27 | 2027-28 | 2028-29 | 2029-30 | 2030-31 | 2031-32 | 2032-33 | 2033-34 | 2034-35 | 2035-36 | 2036-37 | 2037-38 | 2038-39 | 2039-40 | 2040-41 | 2041-42 | 2042-43 | 2043-44 | 2044-45 | 2045-46 | 2046-47 | 2047-48 | 2048-49
VIC1 | Black Coal | 0 | 0 | 0 | 0 | 0 | 0 | 0 | 0 | 0 | 0 | 0 | 0 | 0 | 0 | 0 | 0 | 0 | 0 | 0 | 0 | 0 | 0 | 0 | 0 | 0
VIC1 | Brown Coal | 84309.05 | 78370.129 | 65188.075 | 54758.337 | 33491.875 | 30755.871 | 28571.8515 | 21130.4815 | 21520.523 | 0 | 0 | 0 | 0 | 0 | 0 | 0 | 0 | 0 | 0 | 0 | 0 | 0 | 0 | 0 | 0
VIC1 | CCGT | 0 | 0.00036714 | 0.00034011 | 0.00031339 | 0.000296 | 0.00025604 | 0.00031185 | 0.00031028 | 0.00034311 | 0.00032807 | 0.0003045 | 0.00027387 | 0.00025218 | 0.00023812 | 0.00022167 | 0.0002087 | 0.00019223 | 0.00018219 | 0.00016617 | 0.00015877 | 0.00014403 | 0.000135 | 0.0001272 | 0.00011839 | 0.00011059
VIC1 | Gas - Steam | 31.6421 | 27.6039 | 134.0144 | 2308.219 | 2572.7712 | 2693.84 | 35.941 | 115.6321 | 273.7681 | 396.3446 | 537.3066 | 195.0967 | 195.3955 | 392.4032 | 204.9053 | 0 | 0 | 0 | 0 | 0 | 0 | 0 | 0 | 0 | 0
VIC1 | OCGT / Diesel | 44.2581 | 7.9756 | 279.8588 | 194.5482 | 1250.1409 | 265.8878 | 126.5868 | 357.2913 | 1393.5186 | 1877.1064 | 5337.3085 | 3265.0268 | 2335.2037 | 4887.829 | 2044.4028 | 2531.7427 | 1790.6715 | 2726.3217 | 1000.7998 | 2871.7588 | 2325.281 | 1751.3668 | 2922.4164 | 1346.7725 | 1167.0092
VIC1 | Hydro | 22748.934 | 21673.8375 | 19357.4619 | 15116.9033 | 21299.3279 | 16572.8264 | 13354.8907 | 12464.027 | 10541.1313 | 12220.9435 | 11657.1172 | 10423.2595 | 8127.2895 | 11442.8019 | 8979.6326 | 7229.6165 | 6712.6838 | 5752.3688 | 6635.1784 | 6317.2519 | 5654.4075 | 4417.963 | 6207.277 | 5798.4299 | 5391.228
VIC1 | Hydrogen Turbine | 0 | 0 | 0 | 0 | 0 | 0 | 0 | 0 | 0 | 0 | 0 | 0 | 0 | 0 | 0 | 0 | 0 | 0 | 0 | 0 | 0 | 0 | 0 | 0 | 0
VIC1 | Wind | 1053.0543 | 1263.0388 | 1247.1437 | 1422.8155 | 1549.4899 | 1601.3605 | 1617.9846 | 1898.1411 | 1754.013 | 1881.5771 | 1870.2384 | 1960.3396 | 1962.379 | 1820.1164 | 1862.8434 | 1712.8292 | 1690.0049 | 1441.8803 | 1389.276 | 1282.138 | 1245.3812 | 1152.5263 | 1017.4207 | 983.6201 | 941.1549
VIC1 | Solar PV | 257.1131 | 222.1491 | 211.1106 | 183.7597 | 194.035 | 187.4627 | 172.6357 | 163.4146 | 167.2183 | 307.6881 | 270.1292 | 261.4747 | 247.8397 | 211.2613 | 204.1983 | 271.2707 | 238.5261 | 288.3127 | 271.7982 | 299.4574 | 297.1725 | 286.0796 | 248.6943 | 244.266 | 233.8156
VIC1 | Grid Battery | 22.8121 | 67.1461 | 82.5439 | 75.9817 | 61.8871 | 59.331 | 57.2436 | 71.2398 | 109.8149 | 107.7596 | 210.0055 | 201.3765 | 188.1532 | 151.9873 | 142.8798 | 137.6679 | 117.438 | 117.5338 | 116.4816 | 106.9689 | 101.9548 | 98.6914 | 82.5817 | 83.0638 | 73.4026
VIC1 | PHES | 0 | 0 | 0 | 0 | 242.5186 | 242.4423 | 238.0703 | 207.5812 | 189.4757 | 273.7137 | 258.6694 | 249.6768 | 236.0826 | 200.0801 | 177.6894 | 172.197 | 138.993 | 140.8276 | 135.8709 | 123.9184 | 122.2885 | 128.4993 | 106.5156 | 88.9745 | 78.9563
VIC1 | VPP | 8.6838 | 14.8494 | 21.8727 | 29.1154 | 31.0302 | 40.4985 | 47.4403 | 46.9695 | 52.8673 | 60.1018 | 53.5224 | 57.7465 | 62.3495 | 53.1477 | 55.56 | 61.4829 | 54.042 | 59.1896 | 63.9854 | 62.8598 | 65.9121 | 68.6823 | 59.2397 | 62.1938 | 56.9374
Total |  | 108475.5475 | 101646.7298 | 86522.0812 | 74089.6801 | 60693.0761 | 52419.5204 | 44222.6449 | 36454.7783 | 36002.3305 | 17125.2351 | 20194.2975 | 16613.9973 | 13354.693 | 19159.6272 | 13672.1118 | 12116.8071 | 10742.3595 | 10526.4347 | 9613.3904 | 11064.3534 | 9812.3975 | 7903.8087 | 10644.1456 | 8607.3207 | 7942.5041
Region | Technology | 2024-25 | 2025-26 | 2026-27 | 2027-28 | 2028-29 | 2029-30 | 2030-31 | 2031-32 | 2032-33 | 2033-34 | 2034-35 | 2035-36 | 2036-37 | 2037-38 | 2038-39 | 2039-40 | 2040-41 | 2041-42 | 2042-43 | 2043-44 | 2044-45 | 2045-46 | 2046-47 | 2047-48 | 2048-49
SA1 | Black Coal | 0 | 0 | 0 | 0 | 0 | 0 | 0 | 0 | 0 | 0 | 0 | 0 | 0 | 0 | 0 | 0 | 0 | 0 | 0 | 0 | 0 | 0 | 0 | 0 | 0
SA1 | Brown Coal | 0 | 0 | 0 | 0 | 0 | 0 | 0 | 0 | 0 | 0 | 0 | 0 | 0 | 0 | 0 | 0 | 0 | 0 | 0 | 0 | 0 | 0 | 0 | 0 | 0
SA1 | CCGT | 8144.7546 | 9692.347 | 5379.7437 | 6191.3313 | 4498.3833 | 2634.9887 | 3432.9665 | 3705.3155 | 4575.3283 | 4361.5733 | 4229.9033 | 2548.1335 | 2007.7642 | 0.00023436 | 0.00021867 | 0.00020497 | 0.00018899 | 0.00017814 | 0.00016352 | 0.00015588 | 0.00014164 | 0.00013279 | 0.00012479 | 0.00011614 | 0.00010816
SA1 | Gas - Steam | 61.375 | 30.5254 | 0 | 0 | 0 | 0 | 0 | 0 | 0 | 0 | 0 | 0 | 0 | 0 | 0 | 0 | 0 | 0 | 0 | 0 | 0 | 0 | 0 | 0 | 0
SA1 | OCGT / Diesel | 719.6057 | 1001.9817 | 586.1234 | 850.3136 | 1220.0375 | 526.4007 | 712.6668 | 1042.7978 | 1791.3151 | 1937.3716 | 2974.3037 | 1277.3546 | 988.9894 | 1896.9349 | 1149.966 | 1209.0293 | 904.9021 | 1152.8225 | 570.1007 | 1360.8335 | 474.237 | 338.9828 | 431.1712 | 166.1451 | 175.0408
SA1 | Hydro | 0 | 0 | 0 | 0 | 0 | 0 | 0 | 0 | 0 | 0 | 0 | 0 | 0 | 0 | 0 | 0 | 0 | 0 | 0 | 0 | 0 | 0 | 0 | 0 | 0
SA1 | Hydrogen Turbine | 0 | 0 | 0 | 0 | 0 | 0 | 0 | 0 | 0 | 0 | 0 | 0 | 0 | 0 | 0 | 0 | 0 | 0 | 0 | 0 | 0 | 0 | 0 | 0 | 0
SA1 | Wind | 658.1219 | 549.888 | 761.1365 | 742.4204 | 781.4364 | 836.5313 | 782.77 | 778.1309 | 676.0631 | 670.5856 | 583.3727 | 594.1835 | 540.957 | 503.182 | 516.7989 | 448.5613 | 443.5296 | 383.2983 | 362.9745 | 308.9226 | 324.2707 | 282.4404 | 290.3841 | 295.6689 | 287.9441
SA1 | Solar PV | 115.0541 | 194.864 | 177.128 | 168.8523 | 193.234 | 175.264 | 167.4033 | 151.4268 | 143.1295 | 186.7718 | 171.4562 | 163.2189 | 161.8108 | 185.9234 | 185.3027 | 198.2042 | 186.8143 | 278.612 | 262.7972 | 275.5168 | 252.0252 | 250.7458 | 222.4766 | 197.6679 | 176.1237
SA1 | Grid Battery | 26.3159 | 27.6497 | 26.5562 | 24.6638 | 21.6781 | 19.4549 | 18.7821 | 16.0083 | 15.9497 | 101.7228 | 88.5113 | 88.5139 | 83.1136 | 73.7544 | 67.7438 | 81.689 | 69.4771 | 199.0425 | 197.1081 | 210.7729 | 198.0142 | 206.7509 | 157.936 | 138.0079 | 116.0602
SA1 | PHES | 0 | 0 | 0 | 0 | 0 | 0 | 0 | 0 | 0 | 0 | 0 | 0 | 0 | 0 | 0 | 0 | 0 | 0 | 0 | 0 | 0 | 0 | 0 | 0 | 0
SA1 | VPP | 7.1011 | 8.7174 | 10.9985 | 13.3879 | 14.8725 | 18.4912 | 21.8756 | 22.1693 | 25.4682 | 28.3839 | 28.3261 | 29.3033 | 31.1434 | 31.2566 | 31.0935 | 31.6307 | 29.1386 | 32.0635 | 32.7675 | 32.3595 | 31.5989 | 33.4018 | 30.1289 | 28.8766 | 26.8324
Total |  | 9732.3283 | 11505.9732 | 6941.6863 | 7990.9692 | 6729.6418 | 4211.1308 | 5136.4643 | 5715.8485 | 7227.2539 | 7286.409 | 8075.8733 | 4700.7078 | 3813.7785 | 2691.0515 | 1950.905 | 1969.1146 | 1633.8618 | 2045.839 | 1425.7482 | 2188.4055 | 1280.1461 | 1112.3218 | 1132.0969 | 826.3665 | 782.0013
Region | Technology | 2024-25 | 2025-26 | 2026-27 | 2027-28 | 2028-29 | 2029-30 | 2030-31 | 2031-32 | 2032-33 | 2033-34 | 2034-35 | 2035-36 | 2036-37 | 2037-38 | 2038-39 | 2039-40 | 2040-41 | 2041-42 | 2042-43 | 2043-44 | 2044-45 | 2045-46 | 2046-47 | 2047-48 | 2048-49
TAS1 | Black Coal | 0 | 0 | 0 | 0 | 0 | 0 | 0 | 0 | 0 | 0 | 0 | 0 | 0 | 0 | 0 | 0 | 0 | 0 | 0 | 0 | 0 | 0 | 0 | 0 | 0
TAS1 | Brown Coal | 0 | 0 | 0 | 0 | 0 | 0 | 0 | 0 | 0 | 0 | 0 | 0 | 0 | 0 | 0 | 0 | 0 | 0 | 0 | 0 | 0 | 0 | 0 | 0 | 0
TAS1 | CCGT | 0 | 0.00018118 | 0.000166 | 0.00015341 | 0.00014309 | 0.00012631 | 0.00022147 | 0.00021081 | 0.00021244 | 0.00019776 | 0.00018974 | 0.00017898 | 0.00017673 | 0.00018056 | 0.00016498 | 0.00016276 | 0.00015074 | 0.00014206 | 0.00013091 | 0.00012458 | 0.00011478 | 0.00010637 | 0.00010157 | 9.3442e-05 | 9.1668e-05
TAS1 | Gas - Steam | 0 | 0 | 0 | 0 | 0 | 0 | 0 | 0 | 0 | 0 | 0 | 0 | 0 | 0 | 0 | 0 | 0 | 0 | 0 | 0 | 0 | 0 | 0 | 0 | 0
TAS1 | OCGT / Diesel | 0.00029075 | 0.00054869 | 0.00048407 | 0.00043172 | 0.00041284 | 0.00029011 | 0.00059844 | 10.6071 | 53.2578 | 45.6497 | 136.3883 | 50.5849 | 89.0338 | 202.049 | 31.4951 | 67.8938 | 5.9145 | 47.7856 | 7.0374 | 34.8401 | 32.3376 | 8.3292 | 4.6692 | 4.8773 | 0.00045574
TAS1 | Hydro | 79689.4482 | 68680.2428 | 55467.5268 | 44846.1246 | 47593.9298 | 38978.4922 | 40906.6213 | 37954.5012 | 40152.9913 | 37187.8094 | 32307.6711 | 26138.7919 | 25912.3454 | 27158.0834 | 21540.7687 | 17079.0229 | 14710.7286 | 14369.4466 | 15815.7038 | 12941.4284 | 9504.3198 | 9234.1393 | 11012.7616 | 9380.5421 | 7607.6428
TAS1 | Hydrogen Turbine | 0 | 0 | 0 | 0 | 0 | 0 | 0 | 0 | 0 | 0 | 0 | 0 | 0 | 0 | 0 | 0 | 0 | 0 | 0 | 0 | 0 | 0 | 0 | 0 | 0
TAS1 | Wind | 147.6327 | 152.514 | 238.604 | 299.864 | 275.2568 | 338.8581 | 437.3281 | 449.5685 | 485.5404 | 495.1247 | 490.7093 | 455.7668 | 531.775 | 473.9569 | 476.4112 | 412.2332 | 415.5144 | 386.0612 | 352.2565 | 345.8319 | 322.0251 | 319.6336 | 284.6441 | 265.8993 | 231.9374
TAS1 | Solar PV | 0 | 6.6785e-06 | 1.038e-05 | 9.891e-06 | 8.7417e-06 | 9.4755e-06 | 1.0636e-05 | 1.5771e-05 | 1.7556e-05 | 1.7794e-05 | 1.5015e-05 | 28.9626 | 26.1807 | 20.7016 | 21.3738 | 19.7346 | 17.2872 | 17.0474 | 18.2729 | 15.6362 | 15.2798 | 14.2968 | 11.2384 | 11.6943 | 10.8951
TAS1 | Grid Battery | 0 | 8.637e-05 | 9.2608e-05 | 0.00011121 | 0.00010883 | 0.00011574 | 0.00015069 | 0.00024263 | 0.00028603 | 0.0003003 | 0.00030359 | 0.00038091 | 0.00034528 | 0.00030468 | 0.00031367 | 0.00032733 | 0.00037705 | 0.00039032 | 0.00036978 | 0.00044811 | 0.00044304 | 0.00040274 | 0.00034849 | 0.00034599 | 0.0003461
TAS1 | PHES | 0 | 0 | 0 | 0 | 0.00026812 | 0.0002761 | 0.00079671 | 0.00080683 | 5.8402 | 5.3968 | 22.0825 | 46.6807 | 89.0837 | 81.3685 | 70.1795 | 66.4694 | 67.2998 | 90.1819 | 95.1145 | 80.4409 | 81.0513 | 84.0152 | 69.991 | 52.4717 | 52.8693
TAS1 | VPP | 0.011262 | 0.013496 | 0.13589 | 0.39343 | 0.46629 | 0.87681 | 2.3295 | 2.6957 | 2.6434 | 3.2588 | 2.8114 | 3.1435 | 3.8926 | 3.643 | 4.1763 | 4.2246 | 3.967 | 4.3058 | 4.5038 | 4.4571 | 4.6969 | 4.4489 | 4.0111 | 3.9729 | 4.2351
Total |  | 79837.0925 | 68832.7711 | 55706.2674 | 45146.3828 | 47869.6538 | 39318.2279 | 41346.2806 | 38417.3738 | 40700.2737 | 37737.2399 | 32959.663 | 26723.9309 | 26652.3118 | 27939.8029 | 22144.405 | 17649.5789 | 15220.7121 | 14914.8291 | 16292.8895 | 13422.6352 | 9959.7111 | 9664.8636 | 11387.3159 | 9719.458 | 7907.5806
Explicitly modelled load
Region | Technology | 2024-25 | 2025-26 | 2026-27 | 2027-28 | 2028-29 | 2029-30 | 2030-31 | 2031-32 | 2032-33 | 2033-34 | 2034-35 | 2035-36 | 2036-37 | 2037-38 | 2038-39 | 2039-40 | 2040-41 | 2041-42 | 2042-43 | 2043-44 | 2044-45 | 2045-46 | 2046-47 | 2047-48 | 2048-49
NEM | Grid Battery Pump | 145.0813 | 221.9932 | 233.8435 | 218.1622 | 183.0474 | 183.7357 | 201.0566 | 179.4295 | 171.3568 | 161.7403 | 135.9453 | 126.0617 | 120.2241 | 102.2976 | 94.8992 | 89.6063 | 80.9455 | 76.4634 | 74.5117 | 63.7578 | 50.4905 | 48.2181 | 41.613 | 40.3975 | 35.807
NEM | PHES Pump | 14808.3282 | 19653.6372 | 22528.4434 | 20020.1014 | 22308.5736 | 25897.4494 | 39029.8918 | 35939.9195 | 35672.9761 | 36672.8994 | 26577.7858 | 25226.0822 | 20705.7484 | 21897.478 | 17097.5047 | 14098.8654 | 13367.6693 | 12771.1403 | 12753.601 | 10549.6596 | 8788.3454 | 8273.2018 | 6727.4992 | 6111.2052 | 3677.2089
NEM | VPP Pump | 36.8674 | 64.0544 | 94.4512 | 128.1667 | 145.4611 | 196.6961 | 234.2854 | 254.4856 | 286.7219 | 316.3559 | 311.7924 | 328.538 | 354.9899 | 335.3223 | 354.3778 | 359.153 | 349.2942 | 360.568 | 376.9326 | 368.5467 | 368.3812 | 376.8956 | 344.6844 | 342.9773 | 323.3812
Region | Technology | 2024-25 | 2025-26 | 2026-27 | 2027-28 | 2028-29 | 2029-30 | 2030-31 | 2031-32 | 2032-33 | 2033-34 | 2034-35 | 2035-36 | 2036-37 | 2037-38 | 2038-39 | 2039-40 | 2040-41 | 2041-42 | 2042-43 | 2043-44 | 2044-45 | 2045-46 | 2046-47 | 2047-48 | 2048-49
NSW1 | Grid Battery Pump | 40.4017 | 61.8417 | 59.4002 | 55.5287 | 48.724 | 55.1499 | 78.9824 | 72.7402 | 69.4237 | 64.4079 | 56.4054 | 52.8912 | 49.2214 | 43.6278 | 42.1602 | 39.4731 | 36.5945 | 35.1409 | 33.1531 | 29.0947 | 27.5888 | 26.0053 | 23.1346 | 22.255 | 20.2863
NSW1 | PHES Pump | 7772.7585 | 9457.2472 | 12503.5484 | 11314.4107 | 16203.1406 | 18977.6024 | 18538.3707 | 15788.6442 | 15594.7125 | 14824.6168 | 10373.1729 | 10949.5955 | 8990.5308 | 9090.3403 | 6681.8482 | 5503.2161 | 5091.5315 | 4692.3876 | 5088.3681 | 4316.6133 | 3257.6378 | 3347.5738 | 2696.3166 | 2466.9759 | 1448.685
NSW1 | VPP Pump | 11.5347 | 22.5946 | 35.0674 | 48.3621 | 57.6241 | 76.9891 | 92.7908 | 101.8679 | 115.2488 | 125.6305 | 126.1043 | 134.6672 | 144.1089 | 140.4282 | 149.7302 | 150.3401 | 148.5328 | 153.2894 | 153.703 | 148.5707 | 150.3641 | 151.1456 | 139.3326 | 138.6991 | 132.6845
Region | Technology | 2024-25 | 2025-26 | 2026-27 | 2027-28 | 2028-29 | 2029-30 | 2030-31 | 2031-32 | 2032-33 | 2033-34 | 2034-35 | 2035-36 | 2036-37 | 2037-38 | 2038-39 | 2039-40 | 2040-41 | 2041-42 | 2042-43 | 2043-44 | 2044-45 | 2045-46 | 2046-47 | 2047-48 | 2048-49
QLD1 | Grid Battery Pump | 46.6039 | 47.9847 | 45.9508 | 43.4529 | 35.9682 | 35.4771 | 32.3599 | 31.5744 | 29.8977 | 27.8666 | 25.0154 | 22.1558 | 21.927 | 18.8258 | 15.4799 | 13.8368 | 13.2739 | 12.1132 | 12.3231 | 11.6269 | 4.0935 | 3.935 | 3.5994 | 3.261 | 2.9321
QLD1 | PHES Pump | 7035.5697 | 10196.39 | 10024.895 | 8705.6907 | 6105.433 | 6919.847 | 20491.5211 | 20151.2753 | 20078.2636 | 21848.2826 | 16204.6129 | 14276.4867 | 11715.2176 | 12807.1377 | 10415.6565 | 8595.6493 | 8276.1377 | 8078.7527 | 7665.2329 | 6233.0463 | 5530.7076 | 4925.628 | 4031.1826 | 3644.2294 | 2228.524
QLD1 | VPP Pump | 6.7733 | 13.6508 | 20.6149 | 29.2026 | 33.4125 | 49.1993 | 57.2704 | 68.0262 | 76.015 | 82.9809 | 85.9936 | 87.8903 | 96.2827 | 91.3142 | 97.3717 | 94.6918 | 97.8069 | 95.2601 | 103.6983 | 102.9921 | 97.8627 | 99.98 | 95.9049 | 92.0402 | 87.5644
Region | Technology | 2024-25 | 2025-26 | 2026-27 | 2027-28 | 2028-29 | 2029-30 | 2030-31 | 2031-32 | 2032-33 | 2033-34 | 2034-35 | 2035-36 | 2036-37 | 2037-38 | 2038-39 | 2039-40 | 2040-41 | 2041-42 | 2042-43 | 2043-44 | 2044-45 | 2045-46 | 2046-47 | 2047-48 | 2048-49
VIC1 | Grid Battery Pump | 27.0046 | 79.3974 | 97.1332 | 89.9172 | 72.7854 | 70.0217 | 67.5635 | 56.1773 | 53.1219 | 51.1819 | 39.4729 | 37.0161 | 35.7337 | 27.7438 | 26.3087 | 25.9599 | 22.2194 | 20.1551 | 20.1589 | 17.2473 | 16.9425 | 16.5031 | 13.361 | 13.4855 | 11.8986
VIC1 | PHES Pump | 0 | 0 | 0 | 0 | 0 | 0 | 0 | 0 | 0 | 0 | 0 | 0 | 0 | 0 | 0 | 0 | 0 | 0 | 0 | 0 | 0 | 0 | 0 | 0 | 0
VIC1 | VPP Pump | 10.2054 | 17.5163 | 25.6892 | 34.3444 | 36.4205 | 47.6491 | 55.8163 | 55.3349 | 62.3248 | 70.5613 | 63.0577 | 67.8181 | 73.3594 | 62.5343 | 65.6583 | 72.0546 | 63.8778 | 69.3498 | 75.5783 | 73.7307 | 77.4866 | 81.1031 | 69.4088 | 73.4629 | 66.7069
Region | Technology | 2024-25 | 2025-26 | 2026-27 | 2027-28 | 2028-29 | 2029-30 | 2030-31 | 2031-32 | 2032-33 | 2033-34 | 2034-35 | 2035-36 | 2036-37 | 2037-38 | 2038-39 | 2039-40 | 2040-41 | 2041-42 | 2042-43 | 2043-44 | 2044-45 | 2045-46 | 2046-47 | 2047-48 | 2048-49
SA1 | Grid Battery Pump | 31.0712 | 32.7694 | 31.3593 | 29.2634 | 25.5698 | 23.087 | 22.1508 | 18.9376 | 18.9135 | 18.2839 | 15.0516 | 13.9986 | 13.3421 | 12.1002 | 10.9503 | 10.3365 | 8.8576 | 9.0541 | 8.8766 | 5.7888 | 1.8657 | 1.7748 | 1.518 | 1.396 | 0.69
SA1 | PHES Pump | 0 | 0 | 0 | 0 | 0 | 0 | 0 | 0 | 0 | 0 | 0 | 0 | 0 | 0 | 0 | 0 | 0 | 0 | 0 | 0 | 0 | 0 | 0 | 0 | 0
SA1 | VPP Pump | 8.3405 | 10.2773 | 12.9197 | 15.7941 | 17.4559 | 21.8207 | 25.6734 | 26.0837 | 30.0207 | 33.3524 | 33.3151 | 34.4775 | 36.6424 | 36.7756 | 36.7014 | 37.0982 | 34.4026 | 37.6065 | 38.6352 | 38.0086 | 37.1627 | 39.4105 | 35.3368 | 34.0823 | 31.4638
Region | Technology | 2024-25 | 2025-26 | 2026-27 | 2027-28 | 2028-29 | 2029-30 | 2030-31 | 2031-32 | 2032-33 | 2033-34 | 2034-35 | 2035-36 | 2036-37 | 2037-38 | 2038-39 | 2039-40 | 2040-41 | 2041-42 | 2042-43 | 2043-44 | 2044-45 | 2045-46 | 2046-47 | 2047-48 | 2048-49
TAS1 | Grid Battery Pump | 0 | 0 | 0 | 0 | 0 | 0 | 0 | 0 | 0 | 0 | 0 | 0 | 0 | 0 | 0 | 0 | 0 | 0 | 0 | 0 | 0 | 0 | 0 | 0 | 0
TAS1 | PHES Pump | 0 | 0 | 0 | 0 | 0 | 0 | 0 | 0 | 0 | 0 | 0 | 0 | 0 | 0 | 0 | 0 | 0 | 0 | 0 | 0 | 0 | 0 | 0 | 0 | 0
TAS1 | VPP Pump | 0.013529 | 0.015408 | 0.16 | 0.46342 | 0.54811 | 1.0378 | 2.7345 | 3.1728 | 3.1125 | 3.8308 | 3.3216 | 3.6849 | 4.5964 | 4.27 | 4.9163 | 4.9683 | 4.6742 | 5.0622 | 5.3178 | 5.2446 | 5.5051 | 5.2564 | 4.7013 | 4.6928 | 4.9617

## BaseCase_FOM Cost
FOM cost by technology ($000s) - BaseCase, Step Change Scenario
FOM | Real June 2023 dollars discounted to 1 July 2023. For new entrant capacity, the FOM is incurred annually in modelling. FOM costs do not include FOM of existing, committed and anticipated generators since there will be no difference in these costs between the Base Case and option case.
Explicitly modelled generation
Region | Technology | 2024-25 | 2025-26 | 2026-27 | 2027-28 | 2028-29 | 2029-30 | 2030-31 | 2031-32 | 2032-33 | 2033-34 | 2034-35 | 2035-36 | 2036-37 | 2037-38 | 2038-39 | 2039-40 | 2040-41 | 2041-42 | 2042-43 | 2043-44 | 2044-45 | 2045-46 | 2046-47 | 2047-48 | 2048-49
NEM | Black Coal | 0 | 0 | 0 | 0 | 0 | 0 | 0 | 0 | 0 | 0 | 0 | 0 | 0 | 0 | 0 | 0 | 0 | 0 | 0 | 0 | 0 | 0 | 0 | 0 | 0
NEM | Brown Coal | 0 | 0 | 0 | 0 | 0 | 0 | 0 | 0 | 0 | 0 | 0 | 0 | 0 | 0 | 0 | 0 | 0 | 0 | 0 | 0 | 0 | 0 | 0 | 0 | 0
NEM | CCGT | 0 | 0.00086723 | 0.00081049 | 0.00075947 | 0.00070778 | 0.00066148 | 0.00080213 | 0.00082602 | 0.00083319 | 0.00079257 | 0.00074488 | 0.00069953 | 0.00065661 | 0.00062104 | 0.00058041 | 0.00054694 | 0.00050971 | 0.00047637 | 0.0004452 | 0.00041718 | 0.00038878 | 0.00036335 | 0.00033958 | 0.0003182 | 0.00029844
NEM | Gas - Steam | 0 | 0 | 0 | 0 | 0 | 0 | 0 | 0 | 0 | 0 | 0 | 0 | 0 | 0 | 0 | 0 | 0 | 0 | 0 | 0 | 0 | 0 | 0 | 0 | 0
NEM | OCGT / Diesel | 0 | 0.0033817 | 0.0039223 | 0.0039787 | 0.0039955 | 0.0049132 | 0.004814 | 0.0051644 | 0.0055601 | 0.0054554 | 0.0089881 | 4457.7356 | 4154.3413 | 10718.922 | 10017.6841 | 9387.1017 | 8748.2115 | 8175.8995 | 7641.0276 | 8799.5603 | 12167.2574 | 11371.2687 | 10627.354 | 9958.3948 | 10293.9051
NEM | Hydro | 0 | 0 | 0 | 0 | 0 | 0 | 0 | 0 | 0 | 0 | 0 | 0 | 0 | 0 | 0 | 0 | 0 | 0 | 0 | 0 | 0 | 0 | 0 | 0 | 0
NEM | Hydrogen Turbine | 0 | 0 | 0 | 0 | 0 | 0 | 0 | 0 | 0 | 0 | 0 | 0 | 0 | 0 | 0 | 0 | 0 | 0 | 0 | 0 | 0 | 0 | 0 | 0 | 0
NEM | Wind | 0 | 127952.0946 | 228487.3272 | 330499.0129 | 415280.8665 | 489263.7322 | 556225.3051 | 613745.1488 | 666551.2296 | 743444.3553 | 778831.6361 | 800386.1005 | 828424.1799 | 850958.5937 | 868874.3387 | 868824.02 | 810517.0783 | 757492.6119 | 707937.0259 | 665022.9132 | 619761.1647 | 589097.9332 | 565214.5892 | 541915.2453 | 525295.2616
NEM | Solar PV | 0 | 0.06632 | 2178.3546 | 11924.7685 | 38886.4689 | 84653.8641 | 79115.7614 | 95909.0645 | 103033.4454 | 137945.8461 | 133609.4742 | 128604.8455 | 129129.8804 | 170453.3463 | 179873.658 | 208208.9308 | 228803.9092 | 237184.5563 | 238613.0191 | 259436.8276 | 241779.4442 | 230419.0471 | 238998.7377 | 225158.4921 | 219016.7113
NEM | Grid Battery | 0 | 0.035132 | 0.060707 | 7129.0777 | 6643.8698 | 19662.7029 | 18376.3595 | 26214.8005 | 42479.6701 | 45779.4814 | 59664.3572 | 59877.0799 | 59312.8994 | 77728.5488 | 72643.5047 | 73012.2795 | 79486.4756 | 85464.098 | 102099.5176 | 104460.2156 | 98264.6286 | 91836.1062 | 85828.1371 | 80425.5248 | 74951.7302
NEM | PHES | 0 | 0 | 0 | 0 | 31792.565 | 31894.4892 | 29807.9489 | 27931.6317 | 26230.6218 | 27391.0196 | 27448.4385 | 29347.5424 | 28878.7415 | 26989.4906 | 25223.8237 | 23643.2215 | 23005.9323 | 22915.5669 | 21416.4186 | 20197.7726 | 18823.1035 | 17627.3308 | 16474.2351 | 15437.2335 | 15638.1844
NEM | VPP | 0 | 0 | 0 | 0 | 0 | 0 | 0 | 0 | 0 | 0 | 0 | 0 | 0 | 0 | 0 | 0 | 0 | 0 | 0 | 0 | 0 | 0 | 0 | 0 | 0
Total |  | 0 | 127952.2003 | 230665.7473 | 349552.8639 | 492603.7748 | 625474.7939 | 683525.3804 | 763800.6515 | 838294.9733 | 954560.7088 | 999553.9157 | 1022673.3045 | 1049900.0431 | 1136848.9019 | 1156633.0098 | 1183075.5542 | 1150561.6074 | 1111232.7331 | 1077707.0093 | 1057917.2897 | 990795.5988 | 940351.6863 | 917143.0535 | 872894.8908 | 845195.7929
Region | Technology | 2024-25 | 2025-26 | 2026-27 | 2027-28 | 2028-29 | 2029-30 | 2030-31 | 2031-32 | 2032-33 | 2033-34 | 2034-35 | 2035-36 | 2036-37 | 2037-38 | 2038-39 | 2039-40 | 2040-41 | 2041-42 | 2042-43 | 2043-44 | 2044-45 | 2045-46 | 2046-47 | 2047-48 | 2048-49
NSW1 | Black Coal | 0 | 0 | 0 | 0 | 0 | 0 | 0 | 0 | 0 | 0 | 0 | 0 | 0 | 0 | 0 | 0 | 0 | 0 | 0 | 0 | 0 | 0 | 0 | 0 | 0
NSW1 | Brown Coal | 0 | 0 | 0 | 0 | 0 | 0 | 0 | 0 | 0 | 0 | 0 | 0 | 0 | 0 | 0 | 0 | 0 | 0 | 0 | 0 | 0 | 0 | 0 | 0 | 0
NSW1 | CCGT | 0 | 0.00023519 | 0.00021981 | 0.00020597 | 0.00019195 | 0.00017939 | 0.00019271 | 0.00022102 | 0.00020598 | 0.00019251 | 0.00017991 | 0.00016859 | 0.00015711 | 0.00014683 | 0.00013723 | 0.00012859 | 0.00011984 | 0.000112 | 0.00010467 | 9.8083e-05 | 9.1407e-05 | 8.5427e-05 | 7.9839e-05 | 7.4813e-05 | 6.9721e-05
NSW1 | Gas - Steam | 0 | 0 | 0 | 0 | 0 | 0 | 0 | 0 | 0 | 0 | 0 | 0 | 0 | 0 | 0 | 0 | 0 | 0 | 0 | 0 | 0 | 0 | 0 | 0 | 0
NSW1 | OCGT / Diesel | 0 | 0.00090163 | 0.00085315 | 0.00083395 | 0.00090284 | 0.0020177 | 0.0018897 | 0.0017866 | 0.001785 | 0.0016707 | 0.0015667 | 0.0014729 | 0.0024964 | 6836.3623 | 6389.1237 | 5986.948 | 5579.4737 | 5214.4614 | 4873.3284 | 4566.5674 | 4255.7648 | 3977.3503 | 3717.1498 | 3483.1667 | 3971.2893
NSW1 | Hydro | 0 | 0 | 0 | 0 | 0 | 0 | 0 | 0 | 0 | 0 | 0 | 0 | 0 | 0 | 0 | 0 | 0 | 0 | 0 | 0 | 0 | 0 | 0 | 0 | 0
NSW1 | Hydrogen Turbine | 0 | 0 | 0 | 0 | 0 | 0 | 0 | 0 | 0 | 0 | 0 | 0 | 0 | 0 | 0 | 0 | 0 | 0 | 0 | 0 | 0 | 0 | 0 | 0 | 0
NSW1 | Wind | 0 | 43158.9684 | 105709.7146 | 141204.3686 | 173912.4762 | 186502.1922 | 174301.1145 | 163329.3978 | 152213.1334 | 143801.517 | 151233.3447 | 141713.6715 | 138294.0804 | 131610.2081 | 123000.1951 | 115605.0129 | 107736.8862 | 100688.6834 | 94101.5738 | 88178.1726 | 82176.7279 | 76800.6808 | 80961.6157 | 76788.2805 | 76109.6549
NSW1 | Solar PV | 0 | 0.038647 | 2178.3271 | 11845.7802 | 35100.4251 | 80493.0616 | 75227.1604 | 72625.4079 | 70670.5599 | 68474.2342 | 63994.6114 | 59966.3475 | 55885.0121 | 85178.4821 | 88067.3631 | 102025.7814 | 103254.5262 | 96499.5989 | 91316.6562 | 103749.1578 | 96687.9449 | 90362.5653 | 92313.5124 | 87534.039 | 84197.7117
NSW1 | Grid Battery | 0 | 0.019446 | 0.032923 | 7129.0313 | 6643.8263 | 19662.6616 | 18376.3194 | 24550.414 | 37764.0076 | 35293.4814 | 32984.5622 | 30908.2859 | 32315.7337 | 52497.5525 | 49063.1337 | 45974.8095 | 42845.7462 | 40043.0726 | 46700.5799 | 48802.8905 | 46395.365 | 43360.1585 | 40523.5128 | 37972.6868 | 35388.2495
NSW1 | PHES | 0 | 0 | 0 | 0 | 17860.0898 | 18873.4834 | 17638.7696 | 16528.4634 | 15403.5291 | 14395.8217 | 13454.039 | 12607.1487 | 11749.1014 | 10980.4731 | 10262.1248 | 9616.157 | 8961.6774 | 8375.4004 | 7827.4775 | 7334.7626 | 6835.5555 | 6388.37 | 5970.4393 | 5594.6192 | 5213.847
NSW1 | VPP | 0 | 0 | 0 | 0 | 0 | 0 | 0 | 0 | 0 | 0 | 0 | 0 | 0 | 0 | 0 | 0 | 0 | 0 | 0 | 0 | 0 | 0 | 0 | 0 | 0
Total |  | 0 | 43159.0276 | 107888.0757 | 160179.1812 | 233516.8185 | 305531.401 | 285543.366 | 277033.6851 | 276051.2319 | 261965.0561 | 261666.559 | 245195.4553 | 238243.9302 | 287103.0783 | 276781.9405 | 279208.7089 | 268378.3099 | 250821.2169 | 244819.6159 | 252631.551 | 236351.3582 | 220889.125 | 223486.2301 | 211372.7923 | 204880.7525
Region | Technology | 2024-25 | 2025-26 | 2026-27 | 2027-28 | 2028-29 | 2029-30 | 2030-31 | 2031-32 | 2032-33 | 2033-34 | 2034-35 | 2035-36 | 2036-37 | 2037-38 | 2038-39 | 2039-40 | 2040-41 | 2041-42 | 2042-43 | 2043-44 | 2044-45 | 2045-46 | 2046-47 | 2047-48 | 2048-49
QLD1 | Black Coal | 0 | 0 | 0 | 0 | 0 | 0 | 0 | 0 | 0 | 0 | 0 | 0 | 0 | 0 | 0 | 0 | 0 | 0 | 0 | 0 | 0 | 0 | 0 | 0 | 0
QLD1 | Brown Coal | 0 | 0 | 0 | 0 | 0 | 0 | 0 | 0 | 0 | 0 | 0 | 0 | 0 | 0 | 0 | 0 | 0 | 0 | 0 | 0 | 0 | 0 | 0 | 0 | 0
QLD1 | CCGT | 0 | 0.00016153 | 0.00015096 | 0.00014146 | 0.00013183 | 0.00012321 | 0.00015634 | 0.00015978 | 0.00015017 | 0.00015424 | 0.00014563 | 0.00013646 | 0.00012717 | 0.00011885 | 0.00011108 | 0.00010409 | 9.7001e-05 | 9.0655e-05 | 8.4724e-05 | 7.9391e-05 | 7.3988e-05 | 6.9148e-05 | 6.4624e-05 | 6.0556e-05 | 5.6435e-05
QLD1 | Gas - Steam | 0 | 0 | 0 | 0 | 0 | 0 | 0 | 0 | 0 | 0 | 0 | 0 | 0 | 0 | 0 | 0 | 0 | 0 | 0 | 0 | 0 | 0 | 0 | 0 | 0
QLD1 | OCGT / Diesel | 0 | 0.00062046 | 0.00076204 | 0.00078008 | 0.0007631 | 0.00071463 | 0.00072423 | 0.00083372 | 0.00087462 | 0.00091845 | 0.0012974 | 0.0015998 | 0.0014954 | 0.001403 | 0.0013149 | 0.0012394 | 0.0011584 | 0.0010871 | 0.0010213 | 0.00096694 | 0.00091919 | 0.00091214 | 0.00098213 | 0.00093055 | 288.0953
QLD1 | Hydro | 0 | 0 | 0 | 0 | 0 | 0 | 0 | 0 | 0 | 0 | 0 | 0 | 0 | 0 | 0 | 0 | 0 | 0 | 0 | 0 | 0 | 0 | 0 | 0 | 0
QLD1 | Hydrogen Turbine | 0 | 0 | 0 | 0 | 0 | 0 | 0 | 0 | 0 | 0 | 0 | 0 | 0 | 0 | 0 | 0 | 0 | 0 | 0 | 0 | 0 | 0 | 0 | 0 | 0
QLD1 | Wind | 0 | 73389.524 | 88907.7621 | 123407.833 | 134501.2605 | 172446.2795 | 161164.7473 | 151019.9328 | 171616.0605 | 208955.4207 | 212230.9389 | 198871.6545 | 191113.0424 | 189695.3069 | 183314.0956 | 171775.0376 | 160083.9538 | 149611.1727 | 139823.53 | 132670.4082 | 123640.8024 | 125434.0414 | 117359.9229 | 118641.2726 | 111925.7414
QLD1 | Solar PV | 0 | 0.0057003 | 0.0055872 | 0.006793 | 0.016631 | 622.4591 | 581.7377 | 20184.9487 | 29475.0272 | 48096.5246 | 49638.1456 | 46513.5771 | 52625.779 | 61079.2964 | 66837.5688 | 65524.3695 | 86283.8921 | 82916.1369 | 93306.8111 | 90440.7952 | 84285.3553 | 83228.3098 | 89897.7483 | 84238.9618 | 81366.4428
QLD1 | Grid Battery | 0 | 0.0035549 | 0.0072435 | 0.012323 | 0.011484 | 0.010739 | 0.010054 | 0.010049 | 0.011992 | 0.041083 | 7339.8908 | 10371.6231 | 9665.7261 | 9033.3889 | 8442.4198 | 11426.6407 | 21855.4749 | 20425.6775 | 32038.7991 | 31078.8179 | 28963.58 | 27068.7665 | 25297.9126 | 23705.487 | 22092.0813
QLD1 | PHES | 0 | 0 | 0 | 0 | 5031.3851 | 4702.2292 | 4394.6067 | 4117.9798 | 3837.7084 | 3586.645 | 3845.6954 | 6310.6176 | 5881.1144 | 5496.3764 | 5136.8006 | 4813.4557 | 4485.851 | 4192.3846 | 3918.1169 | 3800.9334 | 3542.2403 | 3346.1498 | 3127.3369 | 2930.4807 | 3982.6465
QLD1 | VPP | 0 | 0 | 0 | 0 | 0 | 0 | 0 | 0 | 0 | 0 | 0 | 0 | 0 | 0 | 0 | 0 | 0 | 0 | 0 | 0 | 0 | 0 | 0 | 0 | 0
Total |  | 0 | 73389.5341 | 88907.7759 | 123407.8531 | 139532.6746 | 177770.9793 | 166141.1026 | 175322.8723 | 204928.8091 | 260638.6325 | 273054.6721 | 262067.4741 | 259285.6635 | 265304.3701 | 263730.8862 | 253539.5048 | 272709.1731 | 257145.3729 | 269087.2583 | 257990.9557 | 240431.979 | 239077.2685 | 235682.9218 | 229516.203 | 219655.0074
Region | Technology | 2024-25 | 2025-26 | 2026-27 | 2027-28 | 2028-29 | 2029-30 | 2030-31 | 2031-32 | 2032-33 | 2033-34 | 2034-35 | 2035-36 | 2036-37 | 2037-38 | 2038-39 | 2039-40 | 2040-41 | 2041-42 | 2042-43 | 2043-44 | 2044-45 | 2045-46 | 2046-47 | 2047-48 | 2048-49
VIC1 | Black Coal | 0 | 0 | 0 | 0 | 0 | 0 | 0 | 0 | 0 | 0 | 0 | 0 | 0 | 0 | 0 | 0 | 0 | 0 | 0 | 0 | 0 | 0 | 0 | 0 | 0
VIC1 | Brown Coal | 0 | 0 | 0 | 0 | 0 | 0 | 0 | 0 | 0 | 0 | 0 | 0 | 0 | 0 | 0 | 0 | 0 | 0 | 0 | 0 | 0 | 0 | 0 | 0 | 0
VIC1 | CCGT | 0 | 0.00018946 | 0.00017706 | 0.00016592 | 0.00015462 | 0.00014451 | 0.00016651 | 0.00016634 | 0.00018262 | 0.00017067 | 0.0001595 | 0.00014946 | 0.00013929 | 0.00013018 | 0.00012166 | 0.000114 | 0.00010624 | 9.9294e-05 | 9.2798e-05 | 8.6957e-05 | 8.1038e-05 | 7.5737e-05 | 7.0782e-05 | 6.6327e-05 | 6.1812e-05
VIC1 | Gas - Steam | 0 | 0 | 0 | 0 | 0 | 0 | 0 | 0 | 0 | 0 | 0 | 0 | 0 | 0 | 0 | 0 | 0 | 0 | 0 | 0 | 0 | 0 | 0 | 0 | 0
VIC1 | OCGT / Diesel | 0 | 0.00062405 | 0.00077974 | 0.00079657 | 0.0007914 | 0.00074083 | 0.00073579 | 0.0008496 | 0.00096495 | 0.00098406 | 0.0024506 | 4413.5301 | 4113.1433 | 3844.0592 | 3592.5787 | 3366.4369 | 3137.3157 | 2932.0708 | 2740.2531 | 3226.1104 | 6973.1348 | 6516.9484 | 6090.606 | 5707.2211 | 5318.7852
VIC1 | Hydro | 0 | 0 | 0 | 0 | 0 | 0 | 0 | 0 | 0 | 0 | 0 | 0 | 0 | 0 | 0 | 0 | 0 | 0 | 0 | 0 | 0 | 0 | 0 | 0 | 0
VIC1 | Hydrogen Turbine | 0 | 0 | 0 | 0 | 0 | 0 | 0 | 0 | 0 | 0 | 0 | 0 | 0 | 0 | 0 | 0 | 0 | 0 | 0 | 0 | 0 | 0 | 0 | 0 | 0
VIC1 | Wind | 0 | 11403.5558 | 10657.5372 | 33311.4977 | 57749.9235 | 65128.0655 | 156119.04 | 238824.3269 | 280088.3853 | 321952.0257 | 351128.6662 | 399605.7139 | 438184.2202 | 470990.7129 | 497629.4053 | 520139.9644 | 484739.0118 | 453027.1147 | 423389.8267 | 396738.7404 | 369736.5288 | 345548.1578 | 322942.2036 | 302613.9863 | 292410.9224
VIC1 | Solar PV | 0 | 0.010829 | 0.010426 | 0.011047 | 0.017839 | 0.016727 | 0.01565 | 0.014759 | 0.058533 | 12987.5243 | 12137.8732 | 11373.8314 | 10599.7235 | 9906.2839 | 9380.8981 | 20310.4431 | 18928.1057 | 25522.4139 | 23852.7233 | 31774.1456 | 29611.5834 | 27674.377 | 26534.231 | 25036.594 | 26536.8847
VIC1 | Grid Battery | 0 | 0.0064219 | 0.011167 | 0.015841 | 0.014776 | 0.014036 | 0.01319 | 1664.3532 | 4715.5586 | 4407.0881 | 13658.7162 | 12798.9421 | 11927.8406 | 11147.5146 | 10418.238 | 9762.4421 | 9098.0062 | 8502.8098 | 7946.5513 | 7446.3405 | 6939.5395 | 6485.551 | 6061.2627 | 5679.7251 | 5293.1607
VIC1 | PHES | 0 | 0 | 0 | 0 | 8901.0833 | 8318.7695 | 7774.5509 | 7285.1669 | 6789.3356 | 9221.5908 | 9318.6511 | 8732.0707 | 8137.7622 | 7605.3852 | 7107.8367 | 6660.4202 | 6207.1091 | 5801.0366 | 5421.5296 | 5080.261 | 4734.4963 | 4424.7629 | 4135.2924 | 3874.9885 | 3611.2551
VIC1 | VPP | 0 | 0 | 0 | 0 | 0 | 0 | 0 | 0 | 0 | 0 | 0 | 0 | 0 | 0 | 0 | 0 | 0 | 0 | 0 | 0 | 0 | 0 | 0 | 0 | 0
Total |  | 0 | 11403.5738 | 10657.5597 | 33311.5256 | 66651.0403 | 73446.8666 | 163893.6207 | 247773.8628 | 291593.3391 | 348568.2299 | 386243.9092 | 436924.0884 | 472962.69 | 503493.9559 | 528128.9569 | 560239.707 | 522109.5487 | 495785.4458 | 463350.884 | 444265.5981 | 417995.2829 | 390649.7972 | 365763.5959 | 342912.5151 | 333171.0081
Region | Technology | 2024-25 | 2025-26 | 2026-27 | 2027-28 | 2028-29 | 2029-30 | 2030-31 | 2031-32 | 2032-33 | 2033-34 | 2034-35 | 2035-36 | 2036-37 | 2037-38 | 2038-39 | 2039-40 | 2040-41 | 2041-42 | 2042-43 | 2043-44 | 2044-45 | 2045-46 | 2046-47 | 2047-48 | 2048-49
SA1 | Black Coal | 0 | 0 | 0 | 0 | 0 | 0 | 0 | 0 | 0 | 0 | 0 | 0 | 0 | 0 | 0 | 0 | 0 | 0 | 0 | 0 | 0 | 0 | 0 | 0 | 0
SA1 | Brown Coal | 0 | 0 | 0 | 0 | 0 | 0 | 0 | 0 | 0 | 0 | 0 | 0 | 0 | 0 | 0 | 0 | 0 | 0 | 0 | 0 | 0 | 0 | 0 | 0 | 0
SA1 | CCGT | 0 | 0.00018498 | 0.00017288 | 0.000162 | 0.00015097 | 0.00014109 | 0.00016643 | 0.00016407 | 0.00017884 | 0.00016714 | 0.0001562 | 0.00014637 | 0.00013641 | 0.00012748 | 0.00011914 | 0.00011164 | 0.00010405 | 9.7239e-05 | 9.0878e-05 | 8.5157e-05 | 7.9362e-05 | 7.417e-05 | 6.9317e-05 | 6.4954e-05 | 6.0533e-05
SA1 | Gas - Steam | 0 | 0 | 0 | 0 | 0 | 0 | 0 | 0 | 0 | 0 | 0 | 0 | 0 | 0 | 0 | 0 | 0 | 0 | 0 | 0 | 0 | 0 | 0 | 0 | 0
SA1 | OCGT / Diesel | 0 | 0.00063918 | 0.00079017 | 0.00081299 | 0.00079654 | 0.0007454 | 0.00075018 | 0.0008725 | 0.0010451 | 0.0010058 | 0.0027025 | 44.2011 | 41.1928 | 38.498 | 35.9794 | 33.7146 | 31.42 | 29.3645 | 27.4434 | 1006.8799 | 938.3513 | 876.9638 | 819.5924 | 768.0015 | 715.731
SA1 | Hydro | 0 | 0 | 0 | 0 | 0 | 0 | 0 | 0 | 0 | 0 | 0 | 0 | 0 | 0 | 0 | 0 | 0 | 0 | 0 | 0 | 0 | 0 | 0 | 0 | 0
SA1 | Hydrogen Turbine | 0 | 0 | 0 | 0 | 0 | 0 | 0 | 0 | 0 | 0 | 0 | 0 | 0 | 0 | 0 | 0 | 0 | 0 | 0 | 0 | 0 | 0 | 0 | 0 | 0
SA1 | Wind | 0 | 0.016237 | 16846.0211 | 20163.3596 | 31461.3356 | 43713.8317 | 40854.0484 | 38282.4128 | 35676.899 | 37973.1946 | 35488.9673 | 33255.0462 | 30991.6939 | 30773.4444 | 35471.1053 | 33698.8329 | 31405.2762 | 29350.7342 | 27430.5931 | 25703.9224 | 23954.5023 | 22387.3865 | 26261.4368 | 27295.7891 | 29401.1875
SA1 | Solar PV | 0 | 0.0099683 | 0.0096583 | 78.9687 | 3786.0075 | 3538.3249 | 3306.8458 | 3098.6901 | 2887.7967 | 8387.5602 | 7838.8413 | 7345.4104 | 6845.4786 | 11323.0335 | 12815.6314 | 17750.64 | 17916.4887 | 29983.8854 | 28022.3228 | 31491.3247 | 29348.0115 | 27428.0481 | 28640.398 | 26837.5731 | 25507.2075
SA1 | Grid Battery | 0 | 0.0034369 | 0.0069249 | 0.015293 | 0.014258 | 0.013379 | 0.012539 | 0.016053 | 0.083051 | 6078.8616 | 5681.1791 | 5798.2177 | 5403.5885 | 5050.0828 | 4719.7037 | 5848.377 | 5687.2368 | 16492.5259 | 15413.5757 | 17132.1528 | 15966.131 | 14921.6179 | 13945.4374 | 13067.6151 | 12178.2276
SA1 | PHES | 0 | 0 | 0 | 0 | 0 | 0 | 0 | 0 | 0 | 0 | 0 | 0 | 0 | 0 | 0 | 0 | 0 | 0 | 0 | 0 | 0 | 0 | 0 | 0 | 0
SA1 | VPP | 0 | 0 | 0 | 0 | 0 | 0 | 0 | 0 | 0 | 0 | 0 | 0 | 0 | 0 | 0 | 0 | 0 | 0 | 0 | 0 | 0 | 0 | 0 | 0 | 0
Total |  | 0 | 0.030466 | 16846.0387 | 20242.3446 | 35247.3583 | 47252.1709 | 44160.9076 | 41381.1199 | 38564.78 | 52439.6176 | 49008.9905 | 46442.8755 | 43281.9539 | 47185.0588 | 53042.4198 | 57331.5646 | 55040.4218 | 75856.5101 | 70893.9352 | 75334.2799 | 70206.9962 | 65614.0163 | 69666.8646 | 67968.9789 | 67802.3536
Region | Technology | 2024-25 | 2025-26 | 2026-27 | 2027-28 | 2028-29 | 2029-30 | 2030-31 | 2031-32 | 2032-33 | 2033-34 | 2034-35 | 2035-36 | 2036-37 | 2037-38 | 2038-39 | 2039-40 | 2040-41 | 2041-42 | 2042-43 | 2043-44 | 2044-45 | 2045-46 | 2046-47 | 2047-48 | 2048-49
TAS1 | Black Coal | 0 | 0 | 0 | 0 | 0 | 0 | 0 | 0 | 0 | 0 | 0 | 0 | 0 | 0 | 0 | 0 | 0 | 0 | 0 | 0 | 0 | 0 | 0 | 0 | 0
TAS1 | Brown Coal | 0 | 0 | 0 | 0 | 0 | 0 | 0 | 0 | 0 | 0 | 0 | 0 | 0 | 0 | 0 | 0 | 0 | 0 | 0 | 0 | 0 | 0 | 0 | 0 | 0
TAS1 | CCGT | 0 | 9.6065e-05 | 8.978e-05 | 8.4129e-05 | 7.8403e-05 | 7.3274e-05 | 0.00012014 | 0.00011481 | 0.00011558 | 0.00010802 | 0.00010364 | 9.8645e-05 | 9.6622e-05 | 9.7689e-05 | 9.1298e-05 | 8.8613e-05 | 8.2582e-05 | 7.7179e-05 | 7.213e-05 | 6.759e-05 | 6.2989e-05 | 5.8869e-05 | 5.5017e-05 | 5.1554e-05 | 4.9941e-05
TAS1 | Gas - Steam | 0 | 0 | 0 | 0 | 0 | 0 | 0 | 0 | 0 | 0 | 0 | 0 | 0 | 0 | 0 | 0 | 0 | 0 | 0 | 0 | 0 | 0 | 0 | 0 | 0
TAS1 | OCGT / Diesel | 0 | 0.0005964 | 0.0007372 | 0.00075508 | 0.00074161 | 0.00069464 | 0.0007141 | 0.00082201 | 0.00089039 | 0.00087637 | 0.00097093 | 0.0012717 | 0.0011923 | 0.001123 | 0.001054 | 0.00099397 | 0.00093532 | 0.0017037 | 0.0015968 | 0.0015207 | 0.0055477 | 0.0051887 | 0.0048534 | 0.0045523 | 0.0042483
TAS1 | Hydro | 0 | 0 | 0 | 0 | 0 | 0 | 0 | 0 | 0 | 0 | 0 | 0 | 0 | 0 | 0 | 0 | 0 | 0 | 0 | 0 | 0 | 0 | 0 | 0 | 0
TAS1 | Hydrogen Turbine | 0 | 0 | 0 | 0 | 0 | 0 | 0 | 0 | 0 | 0 | 0 | 0 | 0 | 0 | 0 | 0 | 0 | 0 | 0 | 0 | 0 | 0 | 0 | 0 | 0
TAS1 | Wind | 0 | 0.030166 | 6366.2922 | 12411.9539 | 17655.8706 | 21473.3632 | 23786.3549 | 22289.0786 | 26956.7514 | 30762.1973 | 28749.7191 | 26940.0144 | 29841.143 | 27888.9214 | 29459.5375 | 27605.1722 | 26551.9503 | 24814.9069 | 23191.5023 | 21731.6697 | 20252.6032 | 18927.6667 | 17689.4101 | 16575.9168 | 15447.7554
TAS1 | Solar PV | 0 | 0.0011752 | 0.0017936 | 0.0017626 | 0.0018097 | 0.0018131 | 0.0019303 | 0.0030804 | 0.0031136 | 0.0029201 | 0.0027299 | 3405.679 | 3173.8873 | 2966.2504 | 2772.1967 | 2597.6968 | 2420.8965 | 2262.5211 | 2114.5057 | 1981.4043 | 1846.5491 | 1725.7468 | 1612.8479 | 1511.3241 | 1408.4646
TAS1 | Grid Battery | 0 | 0.0022722 | 0.0024488 | 0.0029959 | 0.0029223 | 0.0031177 | 0.0042428 | 0.0071533 | 0.0089324 | 0.0093209 | 0.008919 | 0.011091 | 0.010453 | 0.009922 | 0.009457 | 0.010207 | 0.011611 | 0.01226 | 0.011588 | 0.013957 | 0.013117 | 0.012318 | 0.011576 | 0.010907 | 0.011159
TAS1 | PHES | 0 | 0 | 0 | 0 | 0.0068984 | 0.0071338 | 0.021661 | 0.02166 | 200.0488 | 186.9621 | 830.0531 | 1697.7054 | 3110.7636 | 2907.2559 | 2717.0616 | 2553.1886 | 3351.2947 | 4546.7453 | 4249.2947 | 3981.8155 | 3710.8115 | 3468.0481 | 3241.1665 | 3037.1451 | 2830.4357
TAS1 | VPP | 0 | 0 | 0 | 0 | 0 | 0 | 0 | 0 | 0 | 0 | 0 | 0 | 0 | 0 | 0 | 0 | 0 | 0 | 0 | 0 | 0 | 0 | 0 | 0 | 0
Total |  | 0 | 0.034305 | 6366.2973 | 12411.9595 | 17655.883 | 21473.3761 | 23786.3836 | 22289.1114 | 27156.8133 | 30949.1727 | 29579.7848 | 32043.4112 | 36125.8056 | 33762.4388 | 34948.8063 | 32756.0689 | 32324.1541 | 31624.1874 | 29555.3159 | 27694.9051 | 25809.9825 | 24121.4793 | 22543.441 | 21124.4015 | 19686.6712

## BaseCase_Fuel Cost
Fuel cost by technology ($000s) - BaseCase, Step Change Scenario
Fuel | Real June 2023 dollars discounted to 1 July 2023
Explicitly modelled generation
Region | Technology | 2024-25 | 2025-26 | 2026-27 | 2027-28 | 2028-29 | 2029-30 | 2030-31 | 2031-32 | 2032-33 | 2033-34 | 2034-35 | 2035-36 | 2036-37 | 2037-38 | 2038-39 | 2039-40 | 2040-41 | 2041-42 | 2042-43 | 2043-44 | 2044-45 | 2045-46 | 2046-47 | 2047-48 | 2048-49
NEM | Black Coal | 2001573.251 | 1383750.573 | 1302068.19 | 1018030.67 | 749750.03 | 502552.295 | 381324.173 | 292489.103 | 218795.505 | 142350.866 | 80933.988 | 68387.86 | 31339.07 | 0 | 0 | 0 | 0 | 0 | 0 | 0 | 0 | 0 | 0 | 0 | 0
NEM | Brown Coal | 192834.586 | 179140.172 | 149264.514 | 125780.75 | 74013.342 | 67943.069 | 63123.271 | 46365.804 | 47220.121 | 0 | 0 | 0 | 0 | 0 | 0 | 0 | 0 | 0 | 0 | 0 | 0 | 0 | 0 | 0 | 0
NEM | CCGT | 214098.0477 | 227365.6562 | 171804.0081 | 199541.943 | 166872.2609 | 117885.9174 | 132484.8156 | 135576.2079 | 151951.7466 | 165135.2074 | 184361.9213 | 134859.2666 | 124460.8636 | 95239.6964 | 79584.3456 | 76107.4162 | 63264.3275 | 55737.8402 | 45249.211 | 35949.0628 | 31266.5927 | 23039.3256 | 19130.5995 | 18717.5106 | 18013.3479
NEM | Gas - Steam | 6362.3964 | 3493.4663 | 6776.308 | 111943.144 | 121626.848 | 126668.688 | 1688.4876 | 5412.8265 | 12873.018 | 18820.624 | 25944.8 | 9502.864 | 9484.46 | 19229.202 | 10179.374 | 0 | 0 | 0 | 0 | 0 | 0 | 0 | 0 | 0 | 0
NEM | OCGT / Diesel | 49433.8868 | 44663.3382 | 34255.1976 | 32412.8494 | 59081.5039 | 24000.0905 | 25123.3487 | 83339.8611 | 103311.5196 | 76282.3332 | 188380.8282 | 112124.8118 | 139697.144 | 190133.3379 | 92749.5847 | 133510.9102 | 85686.4489 | 128050.0697 | 61895.4762 | 125290.6515 | 94533.551 | 88557.8484 | 84454.351 | 46813.3918 | 67563.0618
NEM | Hydro | 0 | 0 | 0 | 0 | 0 | 0 | 0 | 0 | 0 | 0 | 0 | 0 | 0 | 0 | 0 | 0 | 0 | 0 | 0 | 0 | 0 | 0 | 0 | 0 | 0
NEM | Hydrogen Turbine | 0 | 0 | 0 | 0 | 0 | 0 | 0 | 0 | 0 | 0 | 0 | 0 | 0 | 0 | 0 | 0 | 0 | 0 | 0 | 0 | 0 | 0 | 0 | 0 | 0
NEM | Wind | 0 | 0 | 0 | 0 | 0 | 0 | 0 | 0 | 0 | 0 | 0 | 0 | 0 | 0 | 0 | 0 | 0 | 0 | 0 | 0 | 0 | 0 | 0 | 0 | 0
NEM | Solar PV | 0 | 0 | 0 | 0 | 0 | 0 | 0 | 0 | 0 | 0 | 0 | 0 | 0 | 0 | 0 | 0 | 0 | 0 | 0 | 0 | 0 | 0 | 0 | 0 | 0
NEM | Grid Battery | 0 | 0 | 0 | 0 | 0 | 0 | 0 | 0 | 0 | 0 | 0 | 0 | 0 | 0 | 0 | 0 | 0 | 0 | 0 | 0 | 0 | 0 | 0 | 0 | 0
NEM | PHES | 0 | 0 | 0 | 0 | 0 | 0 | 0 | 0 | 0 | 0 | 0 | 0 | 0 | 0 | 0 | 0 | 0 | 0 | 0 | 0 | 0 | 0 | 0 | 0 | 0
NEM | VPP | 0 | 0 | 0 | 0 | 0 | 0 | 0 | 0 | 0 | 0 | 0 | 0 | 0 | 0 | 0 | 0 | 0 | 0 | 0 | 0 | 0 | 0 | 0 | 0 | 0
Total |  | 2464302.1679 | 1838413.2056 | 1664168.2177 | 1487709.3563 | 1171343.9847 | 839050.0599 | 603744.0959 | 563183.8026 | 534151.9102 | 402589.0306 | 479621.5376 | 324874.8024 | 304981.5376 | 304602.2364 | 182513.3044 | 209618.3264 | 148950.7764 | 183787.9099 | 107144.6873 | 161239.7143 | 125800.1437 | 111597.174 | 103584.9505 | 65530.9024 | 85576.4097
Region | Technology | 2024-25 | 2025-26 | 2026-27 | 2027-28 | 2028-29 | 2029-30 | 2030-31 | 2031-32 | 2032-33 | 2033-34 | 2034-35 | 2035-36 | 2036-37 | 2037-38 | 2038-39 | 2039-40 | 2040-41 | 2041-42 | 2042-43 | 2043-44 | 2044-45 | 2045-46 | 2046-47 | 2047-48 | 2048-49
NSW1 | Black Coal | 1146701.936 | 729425.401 | 740382.056 | 594411.668 | 388754.024 | 222741.772 | 171955.288 | 98440.224 | 100199.112 | 94247.916 | 80933.988 | 68387.86 | 31339.07 | 0 | 0 | 0 | 0 | 0 | 0 | 0 | 0 | 0 | 0 | 0 | 0
NSW1 | Brown Coal | 0 | 0 | 0 | 0 | 0 | 0 | 0 | 0 | 0 | 0 | 0 | 0 | 0 | 0 | 0 | 0 | 0 | 0 | 0 | 0 | 0 | 0 | 0 | 0 | 0
NSW1 | CCGT | 1433.7891 | 27348.947 | 44900.9328 | 71030.2796 | 58485.6666 | 34414.5617 | 38924.7026 | 37684.3876 | 40034.0192 | 36756.5669 | 39338.8465 | 27581.306 | 25969.1556 | 20673.9233 | 22310.163 | 22419.0168 | 20097.4905 | 15612.0453 | 12157.837 | 0.0037528 | 0.0034499 | 0.0032793 | 0.0031044 | 0.0029064 | 0.0027084
NSW1 | Gas - Steam | 0 | 0 | 0 | 0 | 0 | 0 | 0 | 0 | 0 | 0 | 0 | 0 | 0 | 0 | 0 | 0 | 0 | 0 | 0 | 0 | 0 | 0 | 0 | 0 | 0
NSW1 | OCGT / Diesel | 0.014196 | 5571.5181 | 3653.6242 | 3934.3744 | 14339.2341 | 3119.8627 | 6440.922 | 59899.7493 | 58917.8422 | 21888.2989 | 77827.4355 | 45390.7996 | 69760.4818 | 82905.8757 | 45783.5541 | 68562.8321 | 43128.4146 | 67874.8982 | 35617.2636 | 56391.7283 | 43427.3929 | 51717.1558 | 23066.3227 | 17194.0798 | 37956.2462
NSW1 | Hydro | 0 | 0 | 0 | 0 | 0 | 0 | 0 | 0 | 0 | 0 | 0 | 0 | 0 | 0 | 0 | 0 | 0 | 0 | 0 | 0 | 0 | 0 | 0 | 0 | 0
NSW1 | Hydrogen Turbine | 0 | 0 | 0 | 0 | 0 | 0 | 0 | 0 | 0 | 0 | 0 | 0 | 0 | 0 | 0 | 0 | 0 | 0 | 0 | 0 | 0 | 0 | 0 | 0 | 0
NSW1 | Wind | 0 | 0 | 0 | 0 | 0 | 0 | 0 | 0 | 0 | 0 | 0 | 0 | 0 | 0 | 0 | 0 | 0 | 0 | 0 | 0 | 0 | 0 | 0 | 0 | 0
NSW1 | Solar PV | 0 | 0 | 0 | 0 | 0 | 0 | 0 | 0 | 0 | 0 | 0 | 0 | 0 | 0 | 0 | 0 | 0 | 0 | 0 | 0 | 0 | 0 | 0 | 0 | 0
NSW1 | Grid Battery | 0 | 0 | 0 | 0 | 0 | 0 | 0 | 0 | 0 | 0 | 0 | 0 | 0 | 0 | 0 | 0 | 0 | 0 | 0 | 0 | 0 | 0 | 0 | 0 | 0
NSW1 | PHES | 0 | 0 | 0 | 0 | 0 | 0 | 0 | 0 | 0 | 0 | 0 | 0 | 0 | 0 | 0 | 0 | 0 | 0 | 0 | 0 | 0 | 0 | 0 | 0 | 0
NSW1 | VPP | 0 | 0 | 0 | 0 | 0 | 0 | 0 | 0 | 0 | 0 | 0 | 0 | 0 | 0 | 0 | 0 | 0 | 0 | 0 | 0 | 0 | 0 | 0 | 0 | 0
Total |  | 1148135.7393 | 762345.866 | 788936.613 | 669376.322 | 461578.9247 | 260276.1965 | 217320.9125 | 196024.3609 | 199150.9734 | 152892.7819 | 198100.27 | 141359.9656 | 127068.7074 | 103579.7989 | 68093.7171 | 90981.8489 | 63225.9051 | 83486.9435 | 47775.1006 | 56391.732 | 43427.3963 | 51717.1591 | 23066.3258 | 17194.0827 | 37956.2489
Region | Technology | 2024-25 | 2025-26 | 2026-27 | 2027-28 | 2028-29 | 2029-30 | 2030-31 | 2031-32 | 2032-33 | 2033-34 | 2034-35 | 2035-36 | 2036-37 | 2037-38 | 2038-39 | 2039-40 | 2040-41 | 2041-42 | 2042-43 | 2043-44 | 2044-45 | 2045-46 | 2046-47 | 2047-48 | 2048-49
QLD1 | Black Coal | 854871.315 | 654325.172 | 561686.134 | 423619.002 | 360996.006 | 279810.523 | 209368.885 | 194048.879 | 118596.393 | 48102.95 | 0 | 0 | 0 | 0 | 0 | 0 | 0 | 0 | 0 | 0 | 0 | 0 | 0 | 0 | 0
QLD1 | Brown Coal | 0 | 0 | 0 | 0 | 0 | 0 | 0 | 0 | 0 | 0 | 0 | 0 | 0 | 0 | 0 | 0 | 0 | 0 | 0 | 0 | 0 | 0 | 0 | 0 | 0
QLD1 | CCGT | 104916.2276 | 84492.3961 | 71615.3767 | 68776.0848 | 66309.277 | 59199.3362 | 62067.9777 | 63901.3094 | 69642.0592 | 87663.865 | 104894.724 | 82910.679 | 79329.9973 | 74565.7607 | 57274.1709 | 53688.3879 | 43166.826 | 40125.7843 | 33091.3642 | 35949.0497 | 31266.5805 | 23039.314 | 19130.5885 | 18717.5003 | 18013.3382
QLD1 | Gas - Steam | 0 | 0 | 0 | 0 | 0 | 0 | 0 | 0 | 0 | 0 | 0 | 0 | 0 | 0 | 0 | 0 | 0 | 0 | 0 | 0 | 0 | 0 | 0 | 0 | 0
QLD1 | OCGT / Diesel | 0.014156 | 0.018809 | 0.016097 | 0.014826 | 101.9903 | 0.010636 | 0.013467 | 0.013453 | 0.012777 | 903.455 | 1158.6736 | 349.1486 | 21443.7902 | 9384.3657 | 646.0196 | 9708.0054 | 1623.1024 | 159.3824 | 803.8314 | 33.327 | 0.0050761 | 0.0062602 | 2277.0711 | 58.6596 | 3299.0153
QLD1 | Hydro | 0 | 0 | 0 | 0 | 0 | 0 | 0 | 0 | 0 | 0 | 0 | 0 | 0 | 0 | 0 | 0 | 0 | 0 | 0 | 0 | 0 | 0 | 0 | 0 | 0
QLD1 | Hydrogen Turbine | 0 | 0 | 0 | 0 | 0 | 0 | 0 | 0 | 0 | 0 | 0 | 0 | 0 | 0 | 0 | 0 | 0 | 0 | 0 | 0 | 0 | 0 | 0 | 0 | 0
QLD1 | Wind | 0 | 0 | 0 | 0 | 0 | 0 | 0 | 0 | 0 | 0 | 0 | 0 | 0 | 0 | 0 | 0 | 0 | 0 | 0 | 0 | 0 | 0 | 0 | 0 | 0
QLD1 | Solar PV | 0 | 0 | 0 | 0 | 0 | 0 | 0 | 0 | 0 | 0 | 0 | 0 | 0 | 0 | 0 | 0 | 0 | 0 | 0 | 0 | 0 | 0 | 0 | 0 | 0
QLD1 | Grid Battery | 0 | 0 | 0 | 0 | 0 | 0 | 0 | 0 | 0 | 0 | 0 | 0 | 0 | 0 | 0 | 0 | 0 | 0 | 0 | 0 | 0 | 0 | 0 | 0 | 0
QLD1 | PHES | 0 | 0 | 0 | 0 | 0 | 0 | 0 | 0 | 0 | 0 | 0 | 0 | 0 | 0 | 0 | 0 | 0 | 0 | 0 | 0 | 0 | 0 | 0 | 0 | 0
QLD1 | VPP | 0 | 0 | 0 | 0 | 0 | 0 | 0 | 0 | 0 | 0 | 0 | 0 | 0 | 0 | 0 | 0 | 0 | 0 | 0 | 0 | 0 | 0 | 0 | 0 | 0
Total |  | 959787.5568 | 738817.5869 | 633301.5268 | 492395.1016 | 427407.2733 | 339009.8698 | 271436.8762 | 257950.2019 | 188238.465 | 136670.27 | 106053.3976 | 83259.8276 | 100773.7875 | 83950.1264 | 57920.1905 | 63396.3932 | 44789.9283 | 40285.1667 | 33895.1956 | 35982.3767 | 31266.5856 | 23039.3202 | 21407.6596 | 18776.1599 | 21312.3535
Region | Technology | 2024-25 | 2025-26 | 2026-27 | 2027-28 | 2028-29 | 2029-30 | 2030-31 | 2031-32 | 2032-33 | 2033-34 | 2034-35 | 2035-36 | 2036-37 | 2037-38 | 2038-39 | 2039-40 | 2040-41 | 2041-42 | 2042-43 | 2043-44 | 2044-45 | 2045-46 | 2046-47 | 2047-48 | 2048-49
VIC1 | Black Coal | 0 | 0 | 0 | 0 | 0 | 0 | 0 | 0 | 0 | 0 | 0 | 0 | 0 | 0 | 0 | 0 | 0 | 0 | 0 | 0 | 0 | 0 | 0 | 0 | 0
VIC1 | Brown Coal | 192834.586 | 179140.172 | 149264.514 | 125780.75 | 74013.342 | 67943.069 | 63123.271 | 46365.804 | 47220.121 | 0 | 0 | 0 | 0 | 0 | 0 | 0 | 0 | 0 | 0 | 0 | 0 | 0 | 0 | 0 | 0
VIC1 | CCGT | 0 | 0.0084313 | 0.0065142 | 0.0056846 | 0.005208 | 0.004476 | 0.0054458 | 0.0053951 | 0.0059983 | 0.0058031 | 0.0054948 | 0.0049985 | 0.0045791 | 0.0043729 | 0.0041374 | 0.0040208 | 0.0038479 | 0.003753 | 0.0034728 | 0.0033421 | 0.0030886 | 0.0029635 | 0.0028305 | 0.0026366 | 0.0024815
VIC1 | Gas - Steam | 2092.3509 | 1594.8265 | 6776.308 | 111943.144 | 121626.848 | 126668.688 | 1688.4876 | 5412.8265 | 12873.018 | 18820.624 | 25944.8 | 9502.864 | 9484.46 | 19229.202 | 10179.374 | 0 | 0 | 0 | 0 | 0 | 0 | 0 | 0 | 0 | 0
VIC1 | OCGT / Diesel | 745.3911 | 114.2878 | 3556.8994 | 2364.2959 | 14832.012 | 3080.802 | 1453.6705 | 4085.0586 | 16239.8785 | 21910.8004 | 65260.3517 | 44722.3149 | 31172.4625 | 67726.2245 | 27624.4863 | 35495.1953 | 25951.0399 | 41470.0609 | 15237.8867 | 45857.1925 | 39786.7968 | 29872.9395 | 51449.9843 | 26431.8169 | 23053.4524
VIC1 | Hydro | 0 | 0 | 0 | 0 | 0 | 0 | 0 | 0 | 0 | 0 | 0 | 0 | 0 | 0 | 0 | 0 | 0 | 0 | 0 | 0 | 0 | 0 | 0 | 0 | 0
VIC1 | Hydrogen Turbine | 0 | 0 | 0 | 0 | 0 | 0 | 0 | 0 | 0 | 0 | 0 | 0 | 0 | 0 | 0 | 0 | 0 | 0 | 0 | 0 | 0 | 0 | 0 | 0 | 0
VIC1 | Wind | 0 | 0 | 0 | 0 | 0 | 0 | 0 | 0 | 0 | 0 | 0 | 0 | 0 | 0 | 0 | 0 | 0 | 0 | 0 | 0 | 0 | 0 | 0 | 0 | 0
VIC1 | Solar PV | 0 | 0 | 0 | 0 | 0 | 0 | 0 | 0 | 0 | 0 | 0 | 0 | 0 | 0 | 0 | 0 | 0 | 0 | 0 | 0 | 0 | 0 | 0 | 0 | 0
VIC1 | Grid Battery | 0 | 0 | 0 | 0 | 0 | 0 | 0 | 0 | 0 | 0 | 0 | 0 | 0 | 0 | 0 | 0 | 0 | 0 | 0 | 0 | 0 | 0 | 0 | 0 | 0
VIC1 | PHES | 0 | 0 | 0 | 0 | 0 | 0 | 0 | 0 | 0 | 0 | 0 | 0 | 0 | 0 | 0 | 0 | 0 | 0 | 0 | 0 | 0 | 0 | 0 | 0 | 0
VIC1 | VPP | 0 | 0 | 0 | 0 | 0 | 0 | 0 | 0 | 0 | 0 | 0 | 0 | 0 | 0 | 0 | 0 | 0 | 0 | 0 | 0 | 0 | 0 | 0 | 0 | 0
Total |  | 195672.328 | 180849.2948 | 159597.7279 | 240088.1955 | 210472.2072 | 197692.5635 | 66265.4346 | 55863.6945 | 76333.0235 | 40731.4302 | 91205.1572 | 54225.1839 | 40656.9271 | 86955.4309 | 37803.8644 | 35495.1993 | 25951.0438 | 41470.0646 | 15237.8902 | 45857.1958 | 39786.7999 | 29872.9424 | 51449.9872 | 26431.8195 | 23053.4549
Region | Technology | 2024-25 | 2025-26 | 2026-27 | 2027-28 | 2028-29 | 2029-30 | 2030-31 | 2031-32 | 2032-33 | 2033-34 | 2034-35 | 2035-36 | 2036-37 | 2037-38 | 2038-39 | 2039-40 | 2040-41 | 2041-42 | 2042-43 | 2043-44 | 2044-45 | 2045-46 | 2046-47 | 2047-48 | 2048-49
SA1 | Black Coal | 0 | 0 | 0 | 0 | 0 | 0 | 0 | 0 | 0 | 0 | 0 | 0 | 0 | 0 | 0 | 0 | 0 | 0 | 0 | 0 | 0 | 0 | 0 | 0 | 0
SA1 | Brown Coal | 0 | 0 | 0 | 0 | 0 | 0 | 0 | 0 | 0 | 0 | 0 | 0 | 0 | 0 | 0 | 0 | 0 | 0 | 0 | 0 | 0 | 0 | 0 | 0 | 0
SA1 | CCGT | 107748.031 | 115524.3004 | 55287.6887 | 59735.5698 | 42077.3093 | 24272.0125 | 31492.1257 | 33990.5015 | 42275.6581 | 40714.7659 | 40128.3416 | 24367.2731 | 19161.7027 | 0.0044756 | 0.0042498 | 0.0040798 | 0.0038753 | 0.0037231 | 0.0034205 | 0.003249 | 0.0029974 | 0.0028724 | 0.0027322 | 0.0025406 | 0.0023742
SA1 | Gas - Steam | 4270.0455 | 1898.6398 | 0 | 0 | 0 | 0 | 0 | 0 | 0 | 0 | 0 | 0 | 0 | 0 | 0 | 0 | 0 | 0 | 0 | 0 | 0 | 0 | 0 | 0 | 0
SA1 | OCGT / Diesel | 48688.4628 | 38977.5053 | 27044.6517 | 26114.159 | 29808.2625 | 17799.4117 | 17228.7356 | 19237.2754 | 27555.81 | 31063.6353 | 42566.9296 | 21076.0438 | 16281.992 | 27743.0808 | 18319.6081 | 18913.653 | 14905.6634 | 17896.635 | 10139.6867 | 22526.7322 | 10864.0907 | 6847.8946 | 7593.0343 | 3057.869 | 3254.3416
SA1 | Hydro | 0 | 0 | 0 | 0 | 0 | 0 | 0 | 0 | 0 | 0 | 0 | 0 | 0 | 0 | 0 | 0 | 0 | 0 | 0 | 0 | 0 | 0 | 0 | 0 | 0
SA1 | Hydrogen Turbine | 0 | 0 | 0 | 0 | 0 | 0 | 0 | 0 | 0 | 0 | 0 | 0 | 0 | 0 | 0 | 0 | 0 | 0 | 0 | 0 | 0 | 0 | 0 | 0 | 0
SA1 | Wind | 0 | 0 | 0 | 0 | 0 | 0 | 0 | 0 | 0 | 0 | 0 | 0 | 0 | 0 | 0 | 0 | 0 | 0 | 0 | 0 | 0 | 0 | 0 | 0 | 0
SA1 | Solar PV | 0 | 0 | 0 | 0 | 0 | 0 | 0 | 0 | 0 | 0 | 0 | 0 | 0 | 0 | 0 | 0 | 0 | 0 | 0 | 0 | 0 | 0 | 0 | 0 | 0
SA1 | Grid Battery | 0 | 0 | 0 | 0 | 0 | 0 | 0 | 0 | 0 | 0 | 0 | 0 | 0 | 0 | 0 | 0 | 0 | 0 | 0 | 0 | 0 | 0 | 0 | 0 | 0
SA1 | PHES | 0 | 0 | 0 | 0 | 0 | 0 | 0 | 0 | 0 | 0 | 0 | 0 | 0 | 0 | 0 | 0 | 0 | 0 | 0 | 0 | 0 | 0 | 0 | 0 | 0
SA1 | VPP | 0 | 0 | 0 | 0 | 0 | 0 | 0 | 0 | 0 | 0 | 0 | 0 | 0 | 0 | 0 | 0 | 0 | 0 | 0 | 0 | 0 | 0 | 0 | 0 | 0
Total |  | 160706.5393 | 156400.4455 | 82332.3404 | 85849.7288 | 71885.5718 | 42071.4242 | 48720.8612 | 53227.777 | 69831.4681 | 71778.4012 | 82695.2712 | 45443.3169 | 35443.6947 | 27743.0853 | 18319.6124 | 18913.6571 | 14905.6672 | 17896.6387 | 10139.6901 | 22526.7354 | 10864.0937 | 6847.8974 | 7593.0371 | 3057.8715 | 3254.3439
Region | Technology | 2024-25 | 2025-26 | 2026-27 | 2027-28 | 2028-29 | 2029-30 | 2030-31 | 2031-32 | 2032-33 | 2033-34 | 2034-35 | 2035-36 | 2036-37 | 2037-38 | 2038-39 | 2039-40 | 2040-41 | 2041-42 | 2042-43 | 2043-44 | 2044-45 | 2045-46 | 2046-47 | 2047-48 | 2048-49
TAS1 | Black Coal | 0 | 0 | 0 | 0 | 0 | 0 | 0 | 0 | 0 | 0 | 0 | 0 | 0 | 0 | 0 | 0 | 0 | 0 | 0 | 0 | 0 | 0 | 0 | 0 | 0
TAS1 | Brown Coal | 0 | 0 | 0 | 0 | 0 | 0 | 0 | 0 | 0 | 0 | 0 | 0 | 0 | 0 | 0 | 0 | 0 | 0 | 0 | 0 | 0 | 0 | 0 | 0 | 0
TAS1 | CCGT | 0 | 0.0042798 | 0.003432 | 0.0030217 | 0.0027406 | 0.0024051 | 0.0042128 | 0.0039942 | 0.0040449 | 0.0038063 | 0.0037196 | 0.0035424 | 0.0034844 | 0.0035972 | 0.0033365 | 0.0033863 | 0.0032523 | 0.0031478 | 0.0029375 | 0.0028096 | 0.002636 | 0.0024968 | 0.0024108 | 0.0022178 | 0.0021861
TAS1 | Gas - Steam | 0 | 0 | 0 | 0 | 0 | 0 | 0 | 0 | 0 | 0 | 0 | 0 | 0 | 0 | 0 | 0 | 0 | 0 | 0 | 0 | 0 | 0 | 0 | 0 | 0
TAS1 | OCGT / Diesel | 0.0045621 | 0.0081692 | 0.006239 | 0.005333 | 0.0049692 | 0.003477 | 0.0071396 | 117.7644 | 597.9761 | 516.1435 | 1567.4378 | 586.5049 | 1038.4175 | 2373.7913 | 375.9166 | 831.2244 | 78.2287 | 649.0933 | 96.8079 | 481.6716 | 455.2656 | 119.8523 | 67.9385 | 70.9666 | 0.0063534
TAS1 | Hydro | 0 | 0 | 0 | 0 | 0 | 0 | 0 | 0 | 0 | 0 | 0 | 0 | 0 | 0 | 0 | 0 | 0 | 0 | 0 | 0 | 0 | 0 | 0 | 0 | 0
TAS1 | Hydrogen Turbine | 0 | 0 | 0 | 0 | 0 | 0 | 0 | 0 | 0 | 0 | 0 | 0 | 0 | 0 | 0 | 0 | 0 | 0 | 0 | 0 | 0 | 0 | 0 | 0 | 0
TAS1 | Wind | 0 | 0 | 0 | 0 | 0 | 0 | 0 | 0 | 0 | 0 | 0 | 0 | 0 | 0 | 0 | 0 | 0 | 0 | 0 | 0 | 0 | 0 | 0 | 0 | 0
TAS1 | Solar PV | 0 | 0 | 0 | 0 | 0 | 0 | 0 | 0 | 0 | 0 | 0 | 0 | 0 | 0 | 0 | 0 | 0 | 0 | 0 | 0 | 0 | 0 | 0 | 0 | 0
TAS1 | Grid Battery | 0 | 0 | 0 | 0 | 0 | 0 | 0 | 0 | 0 | 0 | 0 | 0 | 0 | 0 | 0 | 0 | 0 | 0 | 0 | 0 | 0 | 0 | 0 | 0 | 0
TAS1 | PHES | 0 | 0 | 0 | 0 | 0 | 0 | 0 | 0 | 0 | 0 | 0 | 0 | 0 | 0 | 0 | 0 | 0 | 0 | 0 | 0 | 0 | 0 | 0 | 0 | 0
TAS1 | VPP | 0 | 0 | 0 | 0 | 0 | 0 | 0 | 0 | 0 | 0 | 0 | 0 | 0 | 0 | 0 | 0 | 0 | 0 | 0 | 0 | 0 | 0 | 0 | 0 | 0
Total |  | 0.0045621 | 0.012449 | 0.009671 | 0.0083548 | 0.0077098 | 0.005882 | 0.011352 | 117.7684 | 597.9801 | 516.1473 | 1567.4416 | 586.5084 | 1038.4209 | 2373.7949 | 375.9199 | 831.2278 | 78.2319 | 649.0964 | 96.8108 | 481.6744 | 455.2683 | 119.8548 | 67.941 | 70.9688 | 0.0085394

## BaseCase_Build Cost
New generation build cost (CAPEX) by technology ($000s) - BaseCase, Step Change Scenario
CAPEX | Real June 2023 dollars discounted to 1 July 2023. The total capital costs are annualised for modelling purposes. Build costs do not include capital costs of existing, committed and anticipated generators and transmission projects since there will be no difference in these costs between the Base Case and option case.
Explicitly modelled generation
Region | Technology | 2024-25 | 2025-26 | 2026-27 | 2027-28 | 2028-29 | 2029-30 | 2030-31 | 2031-32 | 2032-33 | 2033-34 | 2034-35 | 2035-36 | 2036-37 | 2037-38 | 2038-39 | 2039-40 | 2040-41 | 2041-42 | 2042-43 | 2043-44 | 2044-45 | 2045-46 | 2046-47 | 2047-48 | 2048-49
NEM | Black Coal | 0 | 0 | 0 | 0 | 0 | 0 | 0 | 0 | 0 | 0 | 0 | 0 | 0 | 0 | 0 | 0 | 0 | 0 | 0 | 0 | 0 | 0 | 0 | 0 | 0
NEM | Brown Coal | 0 | 0 | 0 | 0 | 0 | 0 | 0 | 0 | 0 | 0 | 0 | 0 | 0 | 0 | 0 | 0 | 0 | 0 | 0 | 0 | 0 | 0 | 0 | 0 | 0
NEM | CCGT | 0 | 0.01326 | 0.012392 | 0.011612 | 0.010822 | 0.010114 | 0.012239 | 0.012576 | 0.012654 | 0.012033 | 0.011307 | 0.010618 | 0.0099648 | 0.0094221 | 0.0088057 | 0.0082965 | 0.0077319 | 0.007226 | 0.0067533 | 0.0063282 | 0.0058975 | 0.0055117 | 0.0051511 | 0.0048269 | 0.0045256
NEM | Gas - Steam | 0 | 0 | 0 | 0 | 0 | 0 | 0 | 0 | 0 | 0 | 0 | 0 | 0 | 0 | 0 | 0 | 0 | 0 | 0 | 0 | 0 | 0 | 0 | 0 | 0
NEM | OCGT / Diesel | 0 | 0.035263 | 0.040629 | 0.041228 | 0.04126 | 0.049388 | 0.048295 | 0.051121 | 0.054879 | 0.053724 | 0.085111 | 36726.222 | 34226.6294 | 86467.1286 | 80810.4007 | 75723.6348 | 70569.8514 | 65953.1398 | 61638.4485 | 71029.4505 | 98334.986 | 91901.8567 | 85889.5869 | 80483.102 | 82933.523
NEM | Hydro | 0 | 0 | 0 | 0 | 0 | 0 | 0 | 0 | 0 | 0 | 0 | 0 | 0 | 0 | 0 | 0 | 0 | 0 | 0 | 0 | 0 | 0 | 0 | 0 | 0
NEM | Hydrogen Turbine | 0 | 0 | 0 | 0 | 0 | 0 | 0 | 0 | 0 | 0 | 0 | 0 | 0 | 0 | 0 | 0 | 0 | 0 | 0 | 0 | 0 | 0 | 0 | 0 | 0
NEM | Wind | 0 | 1195520.9551 | 2080555.7779 | 2954084.5746 | 3624953.7186 | 4178313.6168 | 4192541.255 | 4174366.9404 | 4309667.2852 | 4673298.264 | 4757645.4769 | 4638194.5413 | 4613745.5411 | 4581035.401 | 4554532.5799 | 4408090.3975 | 4114787.1531 | 3845595.5691 | 3594014.5817 | 3381028.8533 | 3150914.5581 | 3020174.4044 | 2930425.0698 | 2835435.0953 | 2770964.5396
NEM | Solar PV | 0 | 0.49584 | 15182.5448 | 80027.0589 | 251525.5569 | 528099.1745 | 493550.6337 | 588924.0683 | 630043.6096 | 833162.1641 | 804348.9294 | 775673.7395 | 771003.2521 | 970728.4213 | 1014977.8487 | 1136906.8315 | 1229612.4993 | 1252279.8293 | 1250183.2397 | 1338352.0842 | 1247263.2585 | 1185159.807 | 1213045.6437 | 1142341.6265 | 1105781.2113
NEM | Grid Battery | 0 | 0.41247 | 0.68211 | 66089.8354 | 61591.7339 | 162967.0322 | 152305.6499 | 203016.6669 | 306271.03 | 324975.6357 | 416856.9068 | 415006.3845 | 407644.5314 | 511682.0136 | 478207.496 | 476522.7856 | 508956.4878 | 538394.0869 | 625874.8738 | 634611.5875 | 596314.4281 | 557303.1241 | 520843.9673 | 470995.5865 | 438939.4309
NEM | PHES | 0 | 0 | 0 | 0 | 564932.6919 | 553994.4622 | 517751.995 | 485161.1174 | 454704.2174 | 505000.7541 | 507846.6891 | 531661.9128 | 513542.4408 | 479946.5305 | 448548.174 | 420376.9002 | 400378.3109 | 386728.2259 | 361428.2649 | 340761.4948 | 317569.1216 | 297365.7155 | 277914.1054 | 260420.283 | 272376.0387
NEM | VPP | 0 | 0 | 0 | 0 | 0 | 0 | 0 | 0 | 0 | 0 | 0 | 0 | 0 | 0 | 0 | 0 | 0 | 0 | 0 | 0 | 0 | 0 | 0 | 0 | 0
Total |  | 0 | 1195521.912 | 2095739.0578 | 3100201.5218 | 4503003.7533 | 5423374.3452 | 5356149.5942 | 5451468.8568 | 5700686.2097 | 6336436.8836 | 6486698.0987 | 6397262.8107 | 6340162.4047 | 6629859.5044 | 6577076.5081 | 6517620.5578 | 6324304.3103 | 6088950.8582 | 5893139.4155 | 5765783.4766 | 5410396.3583 | 5151904.9132 | 5028118.3783 | 4789675.6981 | 4670994.748
Region | Technology | 2024-25 | 2025-26 | 2026-27 | 2027-28 | 2028-29 | 2029-30 | 2030-31 | 2031-32 | 2032-33 | 2033-34 | 2034-35 | 2035-36 | 2036-37 | 2037-38 | 2038-39 | 2039-40 | 2040-41 | 2041-42 | 2042-43 | 2043-44 | 2044-45 | 2045-46 | 2046-47 | 2047-48 | 2048-49
NSW1 | Black Coal | 0 | 0 | 0 | 0 | 0 | 0 | 0 | 0 | 0 | 0 | 0 | 0 | 0 | 0 | 0 | 0 | 0 | 0 | 0 | 0 | 0 | 0 | 0 | 0 | 0
NSW1 | Brown Coal | 0 | 0 | 0 | 0 | 0 | 0 | 0 | 0 | 0 | 0 | 0 | 0 | 0 | 0 | 0 | 0 | 0 | 0 | 0 | 0 | 0 | 0 | 0 | 0 | 0
NSW1 | CCGT | 0 | 0.0035732 | 0.0033395 | 0.0031293 | 0.0029163 | 0.0027255 | 0.0029231 | 0.0033387 | 0.0031115 | 0.0029079 | 0.0027177 | 0.0025466 | 0.0023733 | 0.002218 | 0.0020729 | 0.0019425 | 0.0018103 | 0.0016918 | 0.0015811 | 0.0014816 | 0.0013808 | 0.0012904 | 0.001206 | 0.0011301 | 0.0010532
NSW1 | Gas - Steam | 0 | 0 | 0 | 0 | 0 | 0 | 0 | 0 | 0 | 0 | 0 | 0 | 0 | 0 | 0 | 0 | 0 | 0 | 0 | 0 | 0 | 0 | 0 | 0 | 0
NSW1 | OCGT / Diesel | 0 | 0.0092301 | 0.0087283 | 0.0085553 | 0.0092223 | 0.019401 | 0.01817 | 0.01717 | 0.017245 | 0.01614 | 0.015131 | 0.014224 | 0.023164 | 54479.646 | 50915.557 | 47710.5794 | 44463.3766 | 41554.5576 | 38836.0351 | 36391.4263 | 33914.6099 | 31695.8972 | 29622.3338 | 27757.6991 | 31499.0503
NSW1 | Hydro | 0 | 0 | 0 | 0 | 0 | 0 | 0 | 0 | 0 | 0 | 0 | 0 | 0 | 0 | 0 | 0 | 0 | 0 | 0 | 0 | 0 | 0 | 0 | 0 | 0
NSW1 | Hydrogen Turbine | 0 | 0 | 0 | 0 | 0 | 0 | 0 | 0 | 0 | 0 | 0 | 0 | 0 | 0 | 0 | 0 | 0 | 0 | 0 | 0 | 0 | 0 | 0 | 0 | 0
NSW1 | Wind | 0 | 390675.9969 | 934948.1175 | 1237384.8379 | 1490554.741 | 1575215.9439 | 1472164.434 | 1379496.2173 | 1285607.1375 | 1212683.4586 | 1254776.8667 | 1175792.5253 | 1140447.5536 | 1082768.6433 | 1011933.3161 | 950915.2984 | 886195.5912 | 828220.203 | 774037.5734 | 725314.295 | 675949.0886 | 631728.1211 | 661427.3019 | 626474.1177 | 595561.949
NSW1 | Solar PV | 0 | 0.28316 | 15182.3342 | 79473.1013 | 226541.9522 | 501054.9329 | 468275.6383 | 451066.7968 | 437303.4066 | 422415.6504 | 394780.9818 | 369930.734 | 344753.0889 | 484682.6319 | 499991.5362 | 564299.0966 | 570274.2995 | 532966.8249 | 504197.4092 | 562887.819 | 524577.4288 | 490259.2794 | 495280.1201 | 469022.5648 | 448922.6166
NSW1 | Grid Battery | 0 | 0.22523 | 0.36555 | 66089.34 | 61591.2708 | 162966.5935 | 152305.2288 | 190666.4532 | 272936.3886 | 255080.8426 | 238393.3119 | 223387.1887 | 229067.0189 | 344787.14 | 322230.9747 | 301947.8109 | 281397.1249 | 262989.7405 | 296535.1099 | 305301.6348 | 289417.4521 | 270483.5664 | 252788.3408 | 219813.2858 | 204852.6997
NSW1 | PHES | 0 | 0 | 0 | 0 | 305678.9346 | 311701.2203 | 291309.5528 | 272972.5134 | 254393.8877 | 237751.2992 | 222197.4767 | 208210.8304 | 194039.9309 | 181345.8671 | 169482.1298 | 158813.7735 | 148004.8446 | 138322.3022 | 129273.1891 | 121135.8543 | 112891.2961 | 105505.8913 | 98603.6374 | 92396.8565 | 86108.2866
NSW1 | VPP | 0 | 0 | 0 | 0 | 0 | 0 | 0 | 0 | 0 | 0 | 0 | 0 | 0 | 0 | 0 | 0 | 0 | 0 | 0 | 0 | 0 | 0 | 0 | 0 | 0
Total |  | 0 | 390676.5181 | 950130.8293 | 1382947.2909 | 2084366.9108 | 2550938.7126 | 2384054.875 | 2294202.0012 | 2250240.8408 | 2127931.2698 | 2110148.6549 | 1977321.2951 | 1908307.6179 | 2148063.9305 | 2054553.5158 | 2023686.5608 | 1930335.2386 | 1804053.6299 | 1742879.3182 | 1751031.0308 | 1636749.8768 | 1529672.7566 | 1537721.7352 | 1435464.525 | 1366944.6033
Region | Technology | 2024-25 | 2025-26 | 2026-27 | 2027-28 | 2028-29 | 2029-30 | 2030-31 | 2031-32 | 2032-33 | 2033-34 | 2034-35 | 2035-36 | 2036-37 | 2037-38 | 2038-39 | 2039-40 | 2040-41 | 2041-42 | 2042-43 | 2043-44 | 2044-45 | 2045-46 | 2046-47 | 2047-48 | 2048-49
QLD1 | Black Coal | 0 | 0 | 0 | 0 | 0 | 0 | 0 | 0 | 0 | 0 | 0 | 0 | 0 | 0 | 0 | 0 | 0 | 0 | 0 | 0 | 0 | 0 | 0 | 0 | 0
QLD1 | Brown Coal | 0 | 0 | 0 | 0 | 0 | 0 | 0 | 0 | 0 | 0 | 0 | 0 | 0 | 0 | 0 | 0 | 0 | 0 | 0 | 0 | 0 | 0 | 0 | 0 | 0
QLD1 | CCGT | 0 | 0.0024864 | 0.0023237 | 0.0021775 | 0.0020293 | 0.0018965 | 0.0023989 | 0.0024475 | 0.0022996 | 0.0023552 | 0.0022231 | 0.0020831 | 0.0019413 | 0.0018143 | 0.0016956 | 0.0015889 | 0.0014808 | 0.0013839 | 0.0012934 | 0.0012119 | 0.0011295 | 0.0010556 | 0.00098651 | 0.00092442 | 0.0008615
QLD1 | Gas - Steam | 0 | 0 | 0 | 0 | 0 | 0 | 0 | 0 | 0 | 0 | 0 | 0 | 0 | 0 | 0 | 0 | 0 | 0 | 0 | 0 | 0 | 0 | 0 | 0 | 0
QLD1 | OCGT / Diesel | 0 | 0.0065007 | 0.0079073 | 0.0080904 | 0.0078919 | 0.0073883 | 0.0074465 | 0.0083637 | 0.0087388 | 0.0091017 | 0.012495 | 0.015266 | 0.014274 | 0.013389 | 0.012548 | 0.011825 | 0.011051 | 0.010369 | 0.0097407 | 0.0092248 | 0.008779 | 0.0087305 | 0.0093237 | 0.0088294 | 2297.5918
QLD1 | Hydro | 0 | 0 | 0 | 0 | 0 | 0 | 0 | 0 | 0 | 0 | 0 | 0 | 0 | 0 | 0 | 0 | 0 | 0 | 0 | 0 | 0 | 0 | 0 | 0 | 0
QLD1 | Hydrogen Turbine | 0 | 0 | 0 | 0 | 0 | 0 | 0 | 0 | 0 | 0 | 0 | 0 | 0 | 0 | 0 | 0 | 0 | 0 | 0 | 0 | 0 | 0 | 0 | 0 | 0
QLD1 | Wind | 0 | 697183.7884 | 836045.2698 | 1125474.8031 | 1212577.4896 | 1514090.5845 | 1415037.9298 | 1325965.7245 | 1458231.0418 | 1728431.486 | 1754753.8333 | 1644297.4803 | 1577257.6585 | 1558780.0196 | 1507741.9282 | 1412834.2153 | 1316676.104 | 1230538.4209 | 1150035.9365 | 1090891.1327 | 1016644.607 | 1025529.5858 | 959417.167 | 962592.4571 | 908461.9257
QLD1 | Solar PV | 0 | 0.044174 | 0.043184 | 0.051561 | 0.11806 | 3695.1863 | 3453.4464 | 117409.3127 | 173683.6323 | 280219.0137 | 287579.6298 | 269477.3773 | 299258.8317 | 344016.2428 | 371345.927 | 360010.4098 | 455707.1754 | 436645.2586 | 481810.3668 | 463236.8242 | 431708.7243 | 422959.3074 | 449814.6115 | 421500.1663 | 404669.5495
QLD1 | Grid Battery | 0 | 0.041574 | 0.080515 | 0.12892 | 0.12015 | 0.11234 | 0.10512 | 0.1029 | 0.11381 | 0.30234 | 45931.8379 | 64512.7381 | 60121.9741 | 56188.7613 | 52512.8628 | 69424.8472 | 128222.9243 | 119834.5091 | 183947.3908 | 178208.9935 | 166080.012 | 155214.9546 | 145060.6945 | 135929.5567 | 126678.1325
QLD1 | PHES | 0 | 0 | 0 | 0 | 86120.7258 | 80486.6615 | 75221.1794 | 70486.238 | 65688.9154 | 61391.5352 | 65414.0433 | 105330.1514 | 98161.3378 | 91739.7526 | 85738.0898 | 80341.1535 | 74873.1219 | 69974.8915 | 65397.1012 | 63364.5578 | 59051.9395 | 55760.8649 | 52115.1784 | 48834.6885 | 75191.0509
QLD1 | VPP | 0 | 0 | 0 | 0 | 0 | 0 | 0 | 0 | 0 | 0 | 0 | 0 | 0 | 0 | 0 | 0 | 0 | 0 | 0 | 0 | 0 | 0 | 0 | 0 | 0
Total |  | 0 | 697183.8832 | 836045.4037 | 1125474.9939 | 1298698.4635 | 1598272.5539 | 1493712.6706 | 1513861.3889 | 1697603.7143 | 2070042.3487 | 2153679.3591 | 2083617.7644 | 2034799.8183 | 2050724.7915 | 2017338.822 | 1922610.6392 | 1975479.3382 | 1856993.0918 | 1881190.8064 | 1795701.5187 | 1673485.2927 | 1659464.7225 | 1606407.6616 | 1568856.8783 | 1517298.2513
Region | Technology | 2024-25 | 2025-26 | 2026-27 | 2027-28 | 2028-29 | 2029-30 | 2030-31 | 2031-32 | 2032-33 | 2033-34 | 2034-35 | 2035-36 | 2036-37 | 2037-38 | 2038-39 | 2039-40 | 2040-41 | 2041-42 | 2042-43 | 2043-44 | 2044-45 | 2045-46 | 2046-47 | 2047-48 | 2048-49
VIC1 | Black Coal | 0 | 0 | 0 | 0 | 0 | 0 | 0 | 0 | 0 | 0 | 0 | 0 | 0 | 0 | 0 | 0 | 0 | 0 | 0 | 0 | 0 | 0 | 0 | 0 | 0
VIC1 | Brown Coal | 0 | 0 | 0 | 0 | 0 | 0 | 0 | 0 | 0 | 0 | 0 | 0 | 0 | 0 | 0 | 0 | 0 | 0 | 0 | 0 | 0 | 0 | 0 | 0 | 0
VIC1 | CCGT | 0 | 0.0028703 | 0.0026825 | 0.0025136 | 0.0023426 | 0.0021893 | 0.0025168 | 0.0025108 | 0.002743 | 0.0025635 | 0.0023958 | 0.002245 | 0.0020922 | 0.0019554 | 0.0018274 | 0.0017124 | 0.0015959 | 0.0014915 | 0.0013939 | 0.0013061 | 0.0012172 | 0.0011376 | 0.0010632 | 0.00099626 | 0.00092846
VIC1 | Gas - Steam | 0 | 0 | 0 | 0 | 0 | 0 | 0 | 0 | 0 | 0 | 0 | 0 | 0 | 0 | 0 | 0 | 0 | 0 | 0 | 0 | 0 | 0 | 0 | 0 | 0
VIC1 | OCGT / Diesel | 0 | 0.0065641 | 0.0081208 | 0.0082937 | 0.0082139 | 0.007687 | 0.0075995 | 0.0085649 | 0.0096393 | 0.009788 | 0.022896 | 36363.8585 | 33888.9185 | 31671.8865 | 29599.8939 | 27736.6717 | 25848.9018 | 24157.8522 | 22577.432 | 26501.8324 | 56837.9019 | 53119.5345 | 49644.4248 | 46519.461 | 43353.3263
VIC1 | Hydro | 0 | 0 | 0 | 0 | 0 | 0 | 0 | 0 | 0 | 0 | 0 | 0 | 0 | 0 | 0 | 0 | 0 | 0 | 0 | 0 | 0 | 0 | 0 | 0 | 0
VIC1 | Hydrogen Turbine | 0 | 0 | 0 | 0 | 0 | 0 | 0 | 0 | 0 | 0 | 0 | 0 | 0 | 0 | 0 | 0 | 0 | 0 | 0 | 0 | 0 | 0 | 0 | 0 | 0
VIC1 | Wind | 0 | 107660.7195 | 100617.5727 | 299035.5683 | 503392.0537 | 540479.0955 | 762105.9279 | 959866.8712 | 1045819.4533 | 1166719.3871 | 1219643.8097 | 1322899.1848 | 1399989.2708 | 1463525.7245 | 1512057.852 | 1550918.7712 | 1445362.564 | 1350806.1415 | 1262435.6461 | 1182969.2092 | 1102455.8095 | 1030332.5326 | 962927.6013 | 902314.2763 | 918276.9317
VIC1 | Solar PV | 0 | 0.083767 | 0.080601 | 0.084877 | 0.13118 | 0.12297 | 0.11504 | 0.10842 | 0.37932 | 79992.0773 | 74758.9509 | 70053.105 | 65285.2601 | 61014.2631 | 57627.0333 | 107525.9067 | 100207.6473 | 129528.0848 | 121054.285 | 155721.9086 | 145123.4077 | 135629.3531 | 129637.3207 | 122211.7188 | 129649.8916
VIC1 | Grid Battery | 0 | 0.078872 | 0.1307 | 0.17633 | 0.16446 | 0.15595 | 0.14635 | 12349.9001 | 33333.8671 | 31153.3005 | 96325.0354 | 90261.6713 | 84118.423 | 78615.349 | 73472.2892 | 68847.4355 | 64161.6497 | 59964.1603 | 56041.2719 | 52513.6476 | 48939.5468 | 45737.8746 | 42745.6631 | 40054.9426 | 37328.7867
VIC1 | PHES | 0 | 0 | 0 | 0 | 173132.9552 | 161806.5016 | 151221.0297 | 141702.1314 | 132057.8295 | 203462.0395 | 209617.3273 | 196422.5632 | 183053.958 | 171078.4655 | 159886.4165 | 149822.0588 | 139625.1044 | 130490.7526 | 121953.9746 | 114277.348 | 106499.5821 | 99532.3199 | 93020.8598 | 87165.4831 | 81232.9624
VIC1 | VPP | 0 | 0 | 0 | 0 | 0 | 0 | 0 | 0 | 0 | 0 | 0 | 0 | 0 | 0 | 0 | 0 | 0 | 0 | 0 | 0 | 0 | 0 | 0 | 0 | 0
Total |  | 0 | 107660.8916 | 100617.7948 | 299035.8403 | 676525.3151 | 702285.8859 | 913327.2291 | 1113919.0222 | 1211211.5417 | 1481326.8167 | 1600345.1486 | 1716000.3851 | 1766335.8326 | 1805905.6905 | 1832643.4868 | 1904850.8456 | 1775205.8688 | 1694946.9929 | 1584062.611 | 1531983.9471 | 1459856.2493 | 1364351.6158 | 1277975.8708 | 1198265.8828 | 1209841.8995
Region | Technology | 2024-25 | 2025-26 | 2026-27 | 2027-28 | 2028-29 | 2029-30 | 2030-31 | 2031-32 | 2032-33 | 2033-34 | 2034-35 | 2035-36 | 2036-37 | 2037-38 | 2038-39 | 2039-40 | 2040-41 | 2041-42 | 2042-43 | 2043-44 | 2044-45 | 2045-46 | 2046-47 | 2047-48 | 2048-49
SA1 | Black Coal | 0 | 0 | 0 | 0 | 0 | 0 | 0 | 0 | 0 | 0 | 0 | 0 | 0 | 0 | 0 | 0 | 0 | 0 | 0 | 0 | 0 | 0 | 0 | 0 | 0
SA1 | Brown Coal | 0 | 0 | 0 | 0 | 0 | 0 | 0 | 0 | 0 | 0 | 0 | 0 | 0 | 0 | 0 | 0 | 0 | 0 | 0 | 0 | 0 | 0 | 0 | 0 | 0
SA1 | CCGT | 0 | 0.0028473 | 0.002661 | 0.0024935 | 0.0023238 | 0.0021718 | 0.0025555 | 0.0025165 | 0.0027303 | 0.0025517 | 0.0023847 | 0.0022346 | 0.0020825 | 0.0019463 | 0.001819 | 0.0017045 | 0.0015885 | 0.0014846 | 0.0013874 | 0.0013001 | 0.0012116 | 0.0011323 | 0.0010583 | 0.00099165 | 0.00092416
SA1 | Gas - Steam | 0 | 0 | 0 | 0 | 0 | 0 | 0 | 0 | 0 | 0 | 0 | 0 | 0 | 0 | 0 | 0 | 0 | 0 | 0 | 0 | 0 | 0 | 0 | 0 | 0
SA1 | OCGT / Diesel | 0 | 0.0067016 | 0.0082013 | 0.0084347 | 0.00824 | 0.0077093 | 0.0077198 | 0.0087551 | 0.010354 | 0.0099597 | 0.025019 | 362.3217 | 337.6619 | 315.5719 | 294.9271 | 276.3623 | 257.553 | 240.7038 | 224.9569 | 8136.1685 | 7582.4175 | 7086.3716 | 6622.7772 | 6205.8938 | 5783.518
SA1 | Hydro | 0 | 0 | 0 | 0 | 0 | 0 | 0 | 0 | 0 | 0 | 0 | 0 | 0 | 0 | 0 | 0 | 0 | 0 | 0 | 0 | 0 | 0 | 0 | 0 | 0
SA1 | Hydrogen Turbine | 0 | 0 | 0 | 0 | 0 | 0 | 0 | 0 | 0 | 0 | 0 | 0 | 0 | 0 | 0 | 0 | 0 | 0 | 0 | 0 | 0 | 0 | 0 | 0 | 0
SA1 | Wind | 0 | 0.14893 | 147815.6692 | 176787.2715 | 261671.2357 | 359910.2744 | 336364.743 | 315191.6205 | 293739.5685 | 309159.8502 | 288934.4403 | 270746.9071 | 252319.7558 | 248174.7461 | 282869.0557 | 268594.4081 | 250313.7572 | 233938.1523 | 218633.7882 | 204871.4654 | 190927.8249 | 178437.2223 | 202590.433 | 209059.972 | 222857.2248
SA1 | Solar PV | 0 | 0.074946 | 0.072481 | 553.8071 | 24983.341 | 23348.9179 | 21821.4187 | 20447.8281 | 19056.1689 | 50535.4015 | 47229.3473 | 44256.4052 | 41244.295 | 61892.1241 | 68141.2405 | 88324.2935 | 87816.0686 | 138553.3857 | 129489.1456 | 143731.5926 | 133949.1578 | 125186.1288 | 127915.7032 | 119863.8034 | 113458.9089
SA1 | Grid Battery | 0 | 0.04019 | 0.077024 | 0.15683 | 0.14621 | 0.1371 | 0.1284 | 0.14985 | 0.58812 | 38741.1161 | 36206.651 | 36844.7025 | 34337.0364 | 32090.6886 | 29991.2984 | 36302.6173 | 35174.7067 | 95605.5919 | 89351.0209 | 98587.2183 | 91877.3296 | 85866.6532 | 80249.199 | 75197.7373 | 70079.747
SA1 | PHES | 0 | 0 | 0 | 0 | 0 | 0 | 0 | 0 | 0 | 0 | 0 | 0 | 0 | 0 | 0 | 0 | 0 | 0 | 0 | 0 | 0 | 0 | 0 | 0 | 0
SA1 | VPP | 0 | 0 | 0 | 0 | 0 | 0 | 0 | 0 | 0 | 0 | 0 | 0 | 0 | 0 | 0 | 0 | 0 | 0 | 0 | 0 | 0 | 0 | 0 | 0 | 0
Total |  | 0 | 0.27362 | 147815.8296 | 177341.2463 | 286654.7335 | 383259.3393 | 358186.3004 | 335639.6097 | 312796.3386 | 398436.3805 | 372370.4659 | 352210.3387 | 328238.7512 | 342473.1327 | 381296.5235 | 393497.6829 | 373562.0871 | 468337.8352 | 437698.913 | 455326.446 | 424336.731 | 396576.3769 | 417378.1134 | 410327.4075 | 412179.3996
Region | Technology | 2024-25 | 2025-26 | 2026-27 | 2027-28 | 2028-29 | 2029-30 | 2030-31 | 2031-32 | 2032-33 | 2033-34 | 2034-35 | 2035-36 | 2036-37 | 2037-38 | 2038-39 | 2039-40 | 2040-41 | 2041-42 | 2042-43 | 2043-44 | 2044-45 | 2045-46 | 2046-47 | 2047-48 | 2048-49
TAS1 | Black Coal | 0 | 0 | 0 | 0 | 0 | 0 | 0 | 0 | 0 | 0 | 0 | 0 | 0 | 0 | 0 | 0 | 0 | 0 | 0 | 0 | 0 | 0 | 0 | 0 | 0
TAS1 | Brown Coal | 0 | 0 | 0 | 0 | 0 | 0 | 0 | 0 | 0 | 0 | 0 | 0 | 0 | 0 | 0 | 0 | 0 | 0 | 0 | 0 | 0 | 0 | 0 | 0 | 0
TAS1 | CCGT | 0 | 0.0014825 | 0.0013855 | 0.0012983 | 0.00121 | 0.0011308 | 0.0018446 | 0.0017621 | 0.00177 | 0.0016542 | 0.0015858 | 0.0015087 | 0.0014754 | 0.0014881 | 0.0013907 | 0.0013483 | 0.0012565 | 0.0011743 | 0.0010975 | 0.0010284 | 0.00095841 | 0.00089571 | 0.00083712 | 0.00078442 | 0.00075833
TAS1 | Gas - Steam | 0 | 0 | 0 | 0 | 0 | 0 | 0 | 0 | 0 | 0 | 0 | 0 | 0 | 0 | 0 | 0 | 0 | 0 | 0 | 0 | 0 | 0 | 0 | 0 | 0
TAS1 | OCGT / Diesel | 0 | 0.0062669 | 0.0076717 | 0.0078542 | 0.0076917 | 0.0072021 | 0.00736 | 0.0082679 | 0.0089023 | 0.0087355 | 0.0095698 | 0.012294 | 0.011524 | 0.01085 | 0.010182 | 0.0096009 | 0.0090358 | 0.015862 | 0.014866 | 0.014178 | 0.047825 | 0.044731 | 0.041843 | 0.03925 | 0.036631
TAS1 | Hydro | 0 | 0 | 0 | 0 | 0 | 0 | 0 | 0 | 0 | 0 | 0 | 0 | 0 | 0 | 0 | 0 | 0 | 0 | 0 | 0 | 0 | 0 | 0 | 0 | 0
TAS1 | Hydrogen Turbine | 0 | 0 | 0 | 0 | 0 | 0 | 0 | 0 | 0 | 0 | 0 | 0 | 0 | 0 | 0 | 0 | 0 | 0 | 0 | 0 | 0 | 0 | 0 | 0 | 0
TAS1 | Wind | 0 | 0.30136 | 61129.1487 | 115402.0938 | 156758.1985 | 188617.7186 | 206868.2202 | 193846.5069 | 226270.084 | 256304.0821 | 239536.5269 | 224458.4439 | 243731.3023 | 227786.2676 | 239930.4279 | 224827.7045 | 216239.1367 | 202092.6514 | 188871.6376 | 176982.7509 | 164937.2282 | 154146.9427 | 144062.5666 | 134994.2723 | 125806.5084
TAS1 | Solar PV | 0 | 0.0097921 | 0.014332 | 0.014084 | 0.014433 | 0.01441 | 0.015205 | 0.022291 | 0.022491 | 0.021097 | 0.019724 | 21956.118 | 20461.7764 | 19123.1594 | 17872.1117 | 16747.125 | 15607.3085 | 14586.2753 | 13632.033 | 12773.9398 | 11904.54 | 11125.7383 | 10397.8882 | 9743.3732 | 9080.2446
TAS1 | Grid Battery | 0 | 0.0266 | 0.028321 | 0.0333 | 0.032244 | 0.033331 | 0.041259 | 0.060883 | 0.072383 | 0.074114 | 0.070614 | 0.083891 | 0.078934 | 0.074731 | 0.07096 | 0.074617 | 0.082099 | 0.085053 | 0.080262 | 0.093305 | 0.087605 | 0.075346 | 0.069899 | 0.064104 | 0.065088
TAS1 | PHES | 0 | 0 | 0 | 0 | 0.076253 | 0.078777 | 0.23321 | 0.23458 | 2563.5848 | 2395.8803 | 10617.8419 | 21698.3677 | 38287.214 | 35782.4452 | 33441.538 | 31399.9143 | 37875.24 | 47940.2796 | 44804 | 41983.7347 | 39126.3039 | 36566.6394 | 34174.4298 | 32023.2549 | 29843.7388
TAS1 | VPP | 0 | 0 | 0 | 0 | 0 | 0 | 0 | 0 | 0 | 0 | 0 | 0 | 0 | 0 | 0 | 0 | 0 | 0 | 0 | 0 | 0 | 0 | 0 | 0 | 0
Total |  | 0 | 0.3455 | 61129.2004 | 115402.1503 | 156758.3304 | 188617.8535 | 206868.5191 | 193846.8347 | 228833.7743 | 258700.068 | 250154.4702 | 268113.0273 | 302480.3847 | 282691.9592 | 291244.1601 | 272974.8293 | 269721.7776 | 264619.3084 | 247307.7669 | 231740.5339 | 215968.2085 | 201839.4414 | 188634.9973 | 176761.0045 | 164730.5943

## BaseCase_REZ Tx Cost
REZ transmission expansion cost by region ($000s) - BaseCase, Step Change Scenario
REZ Expansion | Real June 2023 dollars discounted to 1 July 2023. As with the total capital costs, the REZ transmission expansion costs are annualised for modelling purposes. Build costs do not include capital costs of existing, committed and anticipated transmission projects since there will be no difference in these costs between the Base Case and option case.
Explicitly modelled generation
Region | Technology | 2024-25 | 2025-26 | 2026-27 | 2027-28 | 2028-29 | 2029-30 | 2030-31 | 2031-32 | 2032-33 | 2033-34 | 2034-35 | 2035-36 | 2036-37 | 2037-38 | 2038-39 | 2039-40 | 2040-41 | 2041-42 | 2042-43 | 2043-44 | 2044-45 | 2045-46 | 2046-47 | 2047-48 | 2048-49
NSW1 | Transmission | 8027.6554 | 19814.8835 | 45908.6455 | 62113.4297 | 57885.9628 | 54099.0308 | 50559.842 | 47377.2558 | 44152.7393 | 41724.9814 | 38995.3098 | 36540.6752 | 34053.7012 | 31956.5377 | 30517.9365 | 31908.4691 | 29844.1983 | 27891.7744 | 26515.5658 | 41506.4186 | 38756.0074 | 36220.5679 | 33850.9987 | 32511.7838 | 30463.8179
QLD1 | Transmission | 89.9639 | 18834.5803 | 29695.5457 | 39758.0648 | 57615.3392 | 201299.2276 | 194068.8136 | 196217.6188 | 188806.4702 | 312565.4717 | 439430.5072 | 414935.987 | 389130.7824 | 412145.5246 | 415049.3866 | 391906.1128 | 375155.186 | 352333.4132 | 331407.8606 | 313103.5173 | 294226.7418 | 307314.2083 | 296792.5799 | 284109.9908 | 265501.3151
VIC1 | Transmission | 7393.8783 | 11108.4812 | 13142.235 | 12314.9718 | 24196.5985 | 27352.2766 | 25562.8753 | 23953.7712 | 23275.9018 | 35121.4266 | 32823.7632 | 30763.4157 | 41812.4306 | 39077.0383 | 48897.1203 | 50022.7395 | 48043.4985 | 46765.367 | 45507.6281 | 43126.54 | 40191.329 | 37561.9898 | 35104.6637 | 32894.9333 | 35163.5787
SA1 | Transmission | 70.8403 | 66.2234 | 15883.6425 | 14885.6043 | 45837.5819 | 45280.2081 | 42317.9517 | 39654.1673 | 37351.886 | 38956.0712 | 36410.592 | 34118.6575 | 31796.527 | 33502.9529 | 32709.3398 | 32517.2881 | 30675.5486 | 33468.8404 | 31427.3382 | 31139.5983 | 29020.224 | 27454.2908 | 40328.3577 | 41331.9132 | 44610.0915
TAS1 | Transmission | 72.8436 | 68.0785 | 63.6248 | 59.6198 | 55.5621 | 51.9273 | 1808.238 | 2168.8848 | 2529.2454 | 4949.7364 | 4625.922 | 4334.7345 | 5783.1009 | 5404.7674 | 5942.1789 | 5568.1371 | 5571.812 | 5221.1334 | 4879.564 | 4572.4107 | 4261.2105 | 3982.4399 | 3721.9065 | 3492.795 | 3255.074
NEM | Total | 15655.1815 | 49892.2469 | 104693.6935 | 129131.6905 | 185591.0446 | 328082.6704 | 314317.7206 | 309371.6978 | 296116.2427 | 433317.6872 | 552286.0941 | 520693.4699 | 502576.5422 | 522086.821 | 533115.9621 | 511922.7466 | 489290.2434 | 465680.5284 | 439737.9567 | 433448.4848 | 406455.5127 | 412533.4967 | 409798.5066 | 394341.4161 | 378993.8773

## BaseCase_USE+DSP Cost
USE+DSP cost by region ($000s) - BaseCase, Step Change Scenario
USE+DSP | Real June 2023 dollars discounted to 1 July 2023
Explicitly modelled generation
Region | Technology | 2024-25 | 2025-26 | 2026-27 | 2027-28 | 2028-29 | 2029-30 | 2030-31 | 2031-32 | 2032-33 | 2033-34 | 2034-35 | 2035-36 | 2036-37 | 2037-38 | 2038-39 | 2039-40 | 2040-41 | 2041-42 | 2042-43 | 2043-44 | 2044-45 | 2045-46 | 2046-47 | 2047-48 | 2048-49
NSW1 | USE+DSP | 22.4312 | 26062.7373 | 1403.5429 | 28686.955 | 29293.6691 | 104318.1305 | 3313.3755 | 14142.9435 | 13893.5504 | 17056.3783 | 20655.134 | 17933.4041 | 26554.2362 | 148382.5898 | 28237.7082 | 27317.4096 | 32073.8579 | 30025.4869 | 21273.5602 | 34203.5975 | 23600.6167 | 23678.163 | 26663.5757 | 20845.2379 | 19828.1911
QLD1 | USE+DSP | 0.029153 | 0.028646 | 38.6067 | 14558.7433 | 49306.0988 | 117093.1639 | 1180.2396 | 559.595 | 8632.497 | 34578.3495 | 58803.7022 | 72981.192 | 92041.6113 | 90838.6978 | 83284.4613 | 95692.0857 | 84421.1373 | 69493.9193 | 75840.4373 | 102402.9757 | 89250.6355 | 94712.988 | 97568.0557 | 74307.8968 | 86764.1871
VIC1 | USE+DSP | 91.8729 | 44.8511 | 252.3198 | 3868.1082 | 4911.8659 | 36067.9021 | 368.1716 | 1041.2466 | 3129.994 | 3935.5671 | 16785.7184 | 17859.1858 | 9689.0902 | 25383.0851 | 21038.2994 | 29745.1226 | 25736.8078 | 42362.9074 | 22264.6859 | 42601.2652 | 32329.6842 | 27537.8852 | 32712.659 | 27785.0468 | 34518.1981
SA1 | USE+DSP | 368.2948 | 398.0595 | 1261.1516 | 7830.7553 | 8236.2602 | 22877.7566 | 1305.7502 | 3190.2202 | 5202.2153 | 6557.0082 | 11777.2507 | 18534.3744 | 8634.3559 | 14531.4949 | 13617.4224 | 15989.3211 | 15268.5614 | 18331.0169 | 11070.7386 | 18319.0963 | 20499.3591 | 13005.912 | 13070.3345 | 11964.2608 | 12316.1869
TAS1 | USE+DSP | 0.01354 | 0.013437 | 0.01317 | 35.2629 | 37.3919 | 0.013178 | 220.8139 | 430.5928 | 1311.2742 | 1180.3669 | 2336.6482 | 1341.6577 | 3608.6976 | 7624.9531 | 2992.7745 | 7905.8026 | 6897.5413 | 7424.2053 | 4407.1246 | 8048.1541 | 4572.2723 | 3198.1546 | 6447.5627 | 2421.9522 | 6166.4789
NEM | Total | 482.6415 | 26505.69 | 2955.6342 | 54979.8248 | 91785.2859 | 280356.9662 | 6388.3509 | 19364.5981 | 32169.5309 | 63307.6699 | 110358.4535 | 128649.814 | 140527.9912 | 286760.8209 | 149170.6658 | 176649.7417 | 164397.9058 | 167637.5359 | 134856.5466 | 205575.0888 | 170252.5678 | 162133.1028 | 176462.1877 | 137324.3944 | 159593.2421

## O3C_CF
Annual capacity factor by technology - O3C, Step Change Scenario
Non-scheduled generation including Distributed PV is not shown.
Explicitly modelled generation
Region | Technology | 2024-25 | 2025-26 | 2026-27 | 2027-28 | 2028-29 | 2029-30 | 2030-31 | 2031-32 | 2032-33 | 2033-34 | 2034-35 | 2035-36 | 2036-37 | 2037-38 | 2038-39 | 2039-40 | 2040-41 | 2041-42 | 2042-43 | 2043-44 | 2044-45 | 2045-46 | 2046-47 | 2047-48 | 2048-49
NEM | Black Coal | 55.67% | 44.12% | 47.03% | 44.14% | 41.56% | 38.27% | 41.92% | 44.72% | 45.79% | 53.31% | 51.27% | 47.62% | 50.24% | - | - | - | - | - | - | - | - | - | - | - | -
NEM | Brown Coal | 53.27% | 52.67% | 47.08% | 47.87% | 47.3% | 46.09% | 45.9% | 47.53% | 49.71% | - | - | - | - | - | - | - | - | - | - | - | - | - | - | - | -
NEM | CCGT | 7.129% | 9.96% | 8.397% | 11.44% | 11.61% | 8.833% | 10.33% | 13.01% | 14.97% | 18.25% | 22.29% | 17.07% | 18.77% | 18.21% | 17.5% | 17.97% | 17.71% | 14.84% | 11.62% | 14.2% | 13.05% | 18.09% | 25.07% | 25.9% | 27.14%
NEM | Gas - Steam | 0.3727% | 0.3359% | 3.258% | 33.33% | 39.94% | 40.97% | 0.3972% | 1.997% | 5.133% | 6.91% | 13.44% | 4.88% | 5.976% | 9.334% | 5.779% | - | - | - | - | - | - | - | - | - | -
NEM | OCGT / Diesel | 1.07% | 1.062% | 0.98% | 0.9651% | 1.488% | 0.8151% | 0.7582% | 1.186% | 2.424% | 2.477% | 5.54% | 2.848% | 3.888% | 5.293% | 2.67% | 4.238% | 3.203% | 4.509% | 2.394% | 5.092% | 3.568% | 3.498% | 3.935% | 2.068% | 3.744%
NEM | Hydro | 28.15% | 27.34% | 25.25% | 21.65% | 26.93% | 23.61% | 23.63% | 24.4% | 25.89% | 26% | 25.47% | 22.99% | 22.73% | 27.48% | 22.84% | 19.51% | 18.92% | 18.81% | 22.22% | 20.87% | 17.92% | 17.02% | 23.42% | 22.65% | 21.27%
NEM | Hydrogen Turbine | bar: 2024-25 to 2048-49
NEM | Wind | 31.95% | 33.03% | 32.67% | 31.72% | 31.36% | 30.75% | 32.62% | 33.9% | 32.85% | 32.01% | 32.46% | 33.99% | 33.94% | 33.29% | 32.59% | 31.68% | 32.14% | 31.62% | 31.34% | 31.27% | 32.69% | 32.89% | 32.32% | 31.81% | 30.73%
NEM | Solar PV | 22.41% | 20.55% | 21.79% | 21.61% | 21.6% | 22.57% | 25.32% | 24.72% | 24.84% | 24.39% | 23.65% | 24.69% | 24.68% | 21.3% | 21.04% | 20.21% | 19.2% | 19.75% | 20.56% | 19.09% | 19.72% | 20.07% | 17.62% | 17.85% | 17.49%
NEM | Grid Battery | 6.769% | 5.919% | 6.183% | 7.289% | 6.694% | 8.679% | 9.817% | 9.544% | 9.97% | 10.68% | 11.21% | 11.91% | 12.55% | 12.5% | 12.88% | 14.02% | 13.55% | 15.25% | 16.9% | 16.93% | 17.91% | 18.84% | 16.82% | 16.24% | 15.59%
NEM | PHES | 13.13% | 15.19% | 17.43% | 16.04% | 29.93% | 23.22% | 21.85% | 20.93% | 23.52% | 23.16% | 20.62% | 21.03% | 19.95% | 21.03% | 18.27% | 16.32% | 15.64% | 17.47% | 17.92% | 15.98% | 15.93% | 16.45% | 15.44% | 13.11% | 11.93%
NEM | VPP | 8.529% | 8.468% | 8.673% | 8.71% | 7.877% | 8.109% | 8.219% | 7.965% | 8.109% | 8.049% | 7.45% | 7.307% | 7.568% | 6.988% | 7.147% | 7.084% | 6.849% | 7.192% | 7.48% | 7.325% | 7.378% | 7.649% | 7.103% | 7.163% | 6.989%
Region | Technology | 2024-25 | 2025-26 | 2026-27 | 2027-28 | 2028-29 | 2029-30 | 2030-31 | 2031-32 | 2032-33 | 2033-34 | 2034-35 | 2035-36 | 2036-37 | 2037-38 | 2038-39 | 2039-40 | 2040-41 | 2041-42 | 2042-43 | 2043-44 | 2044-45 | 2045-46 | 2046-47 | 2047-48 | 2048-49
NSW1 | Black Coal | 56.3% | 42.86% | 55.33% | 48.09% | 44.56% | 40.29% | 44.66% | 42.25% | 49.8% | 54.83% | 51.27% | 47.62% | 50.24% | - | - | - | - | - | - | - | - | - | - | - | -
NSW1 | Brown Coal | bar: 2024-25 to 2048-49
NSW1 | CCGT | 0.3226% | 7.115% | 12.91% | 24.03% | 27.27% | 19.09% | 21.61% | 24.03% | 28.75% | 30.75% | 32.38% | 23.12% | 23.04% | 20.74% | 23.82% | 25.47% | 23.65% | 18.39% | 12.17% | - | - | - | - | - | -
NSW1 | Gas - Steam | bar: 2024-25 to 2048-49
NSW1 | OCGT / Diesel | 4.875e-07% | 0.17% | 0.0703% | 0.0676% | 0.5332% | 0.03181% | 0.02288% | 0.5928% | 2.664% | 1.129% | 5.214% | 2.476% | 4.995% | 4.913% | 1.982% | 3.693% | 2.866% | 4.772% | 2.331% | 4.763% | 4.731% | 6.092% | 3.367% | 1.492% | 4.781%
NSW1 | Hydro | 12.85% | 14.15% | 15.36% | 12.75% | 17.99% | 15.81% | 13.26% | 13.57% | 13.17% | 14.7% | 14.7% | 14% | 11.3% | 16.95% | 13.5% | 11.07% | 10.91% | 10.6% | 12.67% | 13.37% | 12.17% | 9.85% | 15.39% | 14.73% | 15.1%
NSW1 | Hydrogen Turbine | bar: 2024-25 to 2048-49
NSW1 | Wind | 32.68% | 33.61% | 33.05% | 31.39% | 32.25% | 29.24% | 31.08% | 31.19% | 31.77% | 30.91% | 30.14% | 31.3% | 31.57% | 32.25% | 28.85% | 28.67% | 27.61% | 28.95% | 29.09% | 27.98% | 28.89% | 29.94% | 30.67% | 27.61% | 27.7%
NSW1 | Solar PV | 20.88% | 19.51% | 24.03% | 23.19% | 22.59% | 23.35% | 25.94% | 25.43% | 25.75% | 25.39% | 23.89% | 25.57% | 25.49% | 21.95% | 21.37% | 20.82% | 19.37% | 20.09% | 21.23% | 19.21% | 20.43% | 20.83% | 18.02% | 18.04% | 18.31%
NSW1 | Grid Battery | 7.542% | 4.293% | 4.432% | 7.488% | 7.116% | 11.21% | 13.41% | 12.92% | 13.48% | 13.7% | 12.73% | 13.13% | 14.49% | 15.42% | 16.01% | 17.64% | 16.9% | 18.22% | 18.94% | 18.48% | 19.7% | 20.33% | 17.57% | 17.58% | 18.21%
NSW1 | PHES | 9.352% | 12.36% | 17.98% | 15.54% | 45.33% | 23.77% | 24.75% | 23.35% | 27% | 24.7% | 22.76% | 24.3% | 21.98% | 23.78% | 19.13% | 16.87% | 15.4% | 17.67% | 18.38% | 16.62% | 15.65% | 16.95% | 15.48% | 13.29% | 12%
NSW1 | VPP | 7.771% | 8.331% | 8.615% | 8.626% | 8.031% | 8.262% | 8.37% | 8.195% | 8.463% | 8.327% | 7.8% | 7.833% | 8.043% | 7.548% | 7.82% | 7.767% | 7.592% | 8.035% | 8.099% | 7.884% | 8.01% | 8.176% | 7.739% | 7.854% | 7.691%
Region | Technology | 2024-25 | 2025-26 | 2026-27 | 2027-28 | 2028-29 | 2029-30 | 2030-31 | 2031-32 | 2032-33 | 2033-34 | 2034-35 | 2035-36 | 2036-37 | 2037-38 | 2038-39 | 2039-40 | 2040-41 | 2041-42 | 2042-43 | 2043-44 | 2044-45 | 2045-46 | 2046-47 | 2047-48 | 2048-49
QLD1 | Black Coal | 55.02% | 45.4% | 41.45% | 40.97% | 39.64% | 37.31% | 40.69% | 45.52% | 44.06% | 51.99% | - | - | - | - | - | - | - | - | - | - | - | - | - | - | -
QLD1 | Brown Coal | bar: 2024-25 to 2048-49
QLD1 | CCGT | 6.286% | 6.111% | 6.212% | 6.3% | 6.745% | 6.15% | 7.42% | 9.723% | 10.62% | 15.07% | 21.1% | 17.44% | 21.42% | 20.42% | 18.21% | 18.38% | 18.72% | 16.27% | 13.65% | 16.96% | 15.59% | 26.97% | 54.04% | 55.82% | 58.51%
QLD1 | Gas - Steam | bar: 2024-25 to 2048-49
QLD1 | OCGT / Diesel | 6.753e-07% | 1.134e-06% | 1.125e-06% | 1.16e-06% | 0.0152% | 9.714e-07% | 1.316e-06% | 1.442e-06% | 1.467e-06% | 0.0514% | 0.168% | 0.05311% | 1.716% | 1.574% | 0.06131% | 1.768% | 0.4656% | 0.2457% | 0.2018% | 0.07555% | 0.08021% | 0.5554% | 1.536% | 0.1837% | 2.802%
QLD1 | Hydro | 53.04% | 53.3% | 50.86% | 49.02% | 51.03% | 49.47% | 51.4% | 52.55% | 53.15% | 51.82% | 50.4% | 50.64% | 50.83% | 37.93% | 29.2% | 25.57% | 24.31% | 29.26% | - | - | - | - | - | - | -
QLD1 | Hydrogen Turbine | bar: 2024-25 to 2048-49
QLD1 | Wind | 38.43% | 34.54% | 33.34% | 31.44% | 31.74% | 31.63% | 35.18% | 34.3% | 33.21% | 30.64% | 32.38% | 33.58% | 32.29% | 32.11% | 31.73% | 31.9% | 31.27% | 31.86% | 30.01% | 30.56% | 31.44% | 29.81% | 30.37% | 30.26% | 30.25%
QLD1 | Solar PV | 23.09% | 20.85% | 18.41% | 19.3% | 18.74% | 20.27% | 25.23% | 24.31% | 23.76% | 23.47% | 23.83% | 24.57% | 24.34% | 20.55% | 20.69% | 20.22% | 19.82% | 20.85% | 21.45% | 20.74% | 20.63% | 20.66% | 18.18% | 18.84% | 18.11%
QLD1 | Grid Battery | 8.065% | 7.091% | 7.332% | 7.406% | 6.611% | 7.127% | 6.866% | 7.027% | 7.194% | 7.135% | 14.79% | 16.16% | 16.88% | 15.22% | 16.3% | 15.92% | 16.34% | 17.09% | 19.78% | 18.83% | 19.82% | 21.14% | 20.19% | 18.55% | 16.01%
QLD1 | PHES | 14.72% | 16.02% | 17.27% | 16.19% | 15.96% | 19.23% | 17.3% | 17.17% | 18.93% | 20.69% | 16.86% | 15.86% | 15.19% | 16.81% | 15.27% | 12.85% | 14.13% | 15.39% | 15.12% | 12.56% | 12.37% | 11.61% | 11.82% | 10.09% | 8.095%
QLD1 | VPP | 8.527% | 8.528% | 8.819% | 8.959% | 7.878% | 8.472% | 8.133% | 8.324% | 8.495% | 8.428% | 8.185% | 7.79% | 8.207% | 7.763% | 7.994% | 7.58% | 7.76% | 7.613% | 8.255% | 8.188% | 7.926% | 8.215% | 7.916% | 7.871% | 7.676%
Region | Technology | 2024-25 | 2025-26 | 2026-27 | 2027-28 | 2028-29 | 2029-30 | 2030-31 | 2031-32 | 2032-33 | 2033-34 | 2034-35 | 2035-36 | 2036-37 | 2037-38 | 2038-39 | 2039-40 | 2040-41 | 2041-42 | 2042-43 | 2043-44 | 2044-45 | 2045-46 | 2046-47 | 2047-48 | 2048-49
VIC1 | Black Coal | bar: 2024-25 to 2048-49
VIC1 | Brown Coal | 53.27% | 52.67% | 47.08% | 47.87% | 47.3% | 46.09% | 45.9% | 47.53% | 49.71% | - | - | - | - | - | - | - | - | - | - | - | - | - | - | - | -
VIC1 | CCGT | bar: 2024-25 to 2048-49
VIC1 | Gas - Steam | 0.3362% | 0.3408% | 3.258% | 33.33% | 39.94% | 40.97% | 0.3972% | 1.997% | 5.133% | 6.91% | 13.44% | 4.88% | 5.976% | 9.334% | 5.779% | - | - | - | - | - | - | - | - | - | -
VIC1 | OCGT / Diesel | 0.02673% | 0.001387% | 0.1914% | 0.1546% | 1.137% | 0.188% | 0.06716% | 0.3183% | 1.479% | 2.208% | 6.425% | 3.023% | 2.669% | 5.676% | 2.567% | 4.493% | 3.242% | 4.81% | 2.152% | 6.335% | 3.793% | 3.207% | 4.863% | 3.075% | 3.997%
VIC1 | Hydro | 16.72% | 17.12% | 16.32% | 13.68% | 20.49% | 17.11% | 14.76% | 14.85% | 13.5% | 16.49% | 17.06% | 16.22% | 13.6% | 20.39% | 17.09% | 14.78% | 14.76% | 13.48% | 16.45% | 16.98% | 16.1% | 13.57% | 20.32% | 20.37% | 20.26%
VIC1 | Hydrogen Turbine | bar: 2024-25 to 2048-49
VIC1 | Wind | 30.08% | 33.73% | 31.07% | 31.56% | 30.28% | 31.83% | 31.36% | 35.68% | 33.04% | 34.22% | 34.97% | 36.54% | 36.78% | 34.51% | 36.11% | 33.42% | 35.91% | 32.79% | 33.94% | 34.07% | 36.14% | 37.72% | 35.53% | 37.38% | 33.82%
VIC1 | Solar PV | 26.96% | 20.4% | 20.71% | 19.38% | 21.79% | 22.34% | 22.36% | 22.54% | 24.51% | 24.11% | 22.67% | 23.44% | 23.82% | 21.91% | 22.24% | 19.58% | 18.41% | 17.98% | 18.2% | 16.15% | 17.32% | 17.85% | 16.4% | 17.06% | 15.93%
VIC1 | Grid Battery | 5.009% | 8.634% | 8.434% | 8.41% | 7.429% | 7.599% | 8% | 8.208% | 8.831% | 9.424% | 9.293% | 9.52% | 9.549% | 8.178% | 8.255% | 8.424% | 7.791% | 9.143% | 9.737% | 10.03% | 10.27% | 10.63% | 9.596% | 10.12% | 9.657%
VIC1 | PHES | - | - | - | - | 24.87% | 27.2% | 28.48% | 26.21% | 26.82% | 26.07% | 24.8% | 25.22% | 25.46% | 23.8% | 22.88% | 22.79% | 19.75% | 22.07% | 22.9% | 22.1% | 24.17% | 26.14% | 23.23% | 20.44% | 19.96%
VIC1 | VPP | 9.105% | 8.871% | 8.914% | 8.904% | 7.787% | 7.798% | 8.099% | 7.395% | 7.293% | 7.281% | 6.206% | 6.078% | 6.193% | 5.193% | 5.287% | 5.556% | 4.941% | 5.496% | 5.85% | 5.674% | 5.996% | 6.33% | 5.448% | 5.67% | 5.491%
Region | Technology | 2024-25 | 2025-26 | 2026-27 | 2027-28 | 2028-29 | 2029-30 | 2030-31 | 2031-32 | 2032-33 | 2033-34 | 2034-35 | 2035-36 | 2036-37 | 2037-38 | 2038-39 | 2039-40 | 2040-41 | 2041-42 | 2042-43 | 2043-44 | 2044-45 | 2045-46 | 2046-47 | 2047-48 | 2048-49
SA1 | Black Coal | bar: 2024-25 to 2048-49
SA1 | Brown Coal | bar: 2024-25 to 2048-49
SA1 | CCGT | 15.34% | 23.32% | 12.98% | 21.01% | 17.83% | 11.88% | 13.82% | 18.87% | 22.54% | 24.66% | 26.26% | 17.63% | 16.54% | - | - | - | - | - | - | - | - | - | - | - | -
SA1 | Gas - Steam | 0.3954% | 0.3329% | - | - | - | - | - | - | - | - | - | - | - | - | - | - | - | - | - | - | - | - | - | - | -
SA1 | OCGT / Diesel | 5.578% | 5.281% | 4.79% | 4.76% | 5.517% | 3.995% | 4.843% | 5.976% | 9.153% | 11.28% | 13.69% | 8.546% | 8.56% | 11.96% | 10.18% | 10.09% | 9.009% | 10.01% | 7.064% | 9.634% | 5.554% | 3.76% | 3.613% | 1.335% | 2.396%
SA1 | Hydro | bar: 2024-25 to 2048-49
SA1 | Hydrogen Turbine | bar: 2024-25 to 2048-49
SA1 | Wind | 30.08% | 26.85% | 31.33% | 30.91% | 29.97% | 29.54% | 29.99% | 31.92% | 29.46% | 29.34% | 27.22% | 31.29% | 31.68% | 30.69% | 30.04% | 29.14% | 31.18% | 28.88% | 29.36% | 27.75% | 31.19% | 31.23% | 28.77% | 28.54% | 27.09%
SA1 | Solar PV | 20.79% | 24.85% | 24.69% | 24.33% | 23.96% | 23.25% | 24.01% | 23.21% | 23.39% | 22.87% | 22.53% | 22.92% | 24.26% | 21.48% | 20.2% | 17.84% | 16.77% | 17.11% | 17.23% | 16.63% | 16.71% | 17.69% | 15.54% | 14.62% | 13.96%
SA1 | Grid Battery | 6.324% | 4.582% | 4.757% | 4.763% | 4.478% | 4.383% | 4.731% | 4.352% | 4.605% | 8.492% | 8.161% | 8.288% | 8.633% | 10.06% | 9.64% | 9.78% | 8.887% | 13.8% | 14.68% | 16.62% | 18.11% | 19.9% | 16.6% | 15.23% | 14.53%
SA1 | PHES | bar: 2024-25 to 2048-49
SA1 | VPP | 9.324% | 8.411% | 8.554% | 8.501% | 7.983% | 7.9% | 8.169% | 7.595% | 7.95% | 7.986% | 7.455% | 7.265% | 7.674% | 7.52% | 7.246% | 7.256% | 6.783% | 7.483% | 7.638% | 7.583% | 7.471% | 8.063% | 7.428% | 7.104% | 6.947%
Region | Technology | 2024-25 | 2025-26 | 2026-27 | 2027-28 | 2028-29 | 2029-30 | 2030-31 | 2031-32 | 2032-33 | 2033-34 | 2034-35 | 2035-36 | 2036-37 | 2037-38 | 2038-39 | 2039-40 | 2040-41 | 2041-42 | 2042-43 | 2043-44 | 2044-45 | 2045-46 | 2046-47 | 2047-48 | 2048-49
TAS1 | Black Coal | bar: 2024-25 to 2048-49
TAS1 | Brown Coal | bar: 2024-25 to 2048-49
TAS1 | CCGT | 0% | 4.386e-06% | 4.303e-06% | 4.279e-06% | 4.261e-06% | 4.047e-06% | 8.041e-06% | 8.323e-06% | 9.025e-06% | 8.988e-06% | 9.196e-06% | 9.271e-06% | 9.929e-06% | 1.111e-05% | 1.084e-05% | 1.117e-05% | 1.111e-05% | 1.117e-05% | 1.104e-05% | 1.125e-05% | 1.11e-05% | 1.1e-05% | 1.127e-05% | 1.106e-05% | 1.172e-05%
TAS1 | Gas - Steam | bar: 2024-25 to 2048-49
TAS1 | OCGT / Diesel | 2.86e-06% | 5.73e-06% | 5.424e-06% | 5.318e-06% | 5.438e-06% | 4.155e-06% | 9.309e-06% | 0.09474% | 0.5573% | 0.5924% | 2.214% | 0.773% | 1.809% | 3.266% | 0.4564% | 1.484% | 0.443% | 2.864% | 0.5275% | 2.646% | 2.642% | 1.164% | 0.5235% | 0.4091% | 0.529%
TAS1 | Hydro | 52.01% | 47.98% | 41.48% | 35.94% | 40.1% | 35.58% | 40.16% | 41.97% | 47.91% | 44.14% | 42.16% | 36.3% | 40.52% | 43.95% | 37.07% | 31.93% | 30.44% | 31.43% | 36.83% | 31.77% | 25.25% | 27.21% | 34.14% | 32.53% | 28.28%
TAS1 | Hydrogen Turbine | bar: 2024-25 to 2048-49
TAS1 | Wind | 34.37% | 37.76% | 40.52% | 40.09% | 31.59% | 34.37% | 41.03% | 44.83% | 43.02% | 41.02% | 43.47% | 43.34% | 45.81% | 43.9% | 42.54% | 39.46% | 40.54% | 40.35% | 39.36% | 41.4% | 42.87% | 45.45% | 43.37% | 43.37% | 40.52%
TAS1 | Solar PV | - | - | - | - | - | - | - | - | - | - | - | 18.35% | 18.05% | 15.42% | 16.93% | 16.76% | 15.51% | 16.32% | 18.69% | 17.2% | 18.03% | 17.89% | 15.09% | 16.77% | 16.76%
TAS1 | Grid Battery | bar: 2024-25 to 2048-49
TAS1 | PHES | - | - | - | - | - | - | - | - | 26.64% | 27.45% | 25.45% | 26.09% | 26.6% | 24.55% | 23.56% | 23.62% | 19.81% | 20.16% | 22.14% | 20.76% | 23.07% | 23.87% | 21.83% | 16.86% | 18.84%
TAS1 | VPP | 0.4409% | 0.2954% | 1.877% | 3.53% | 3.167% | 4.048% | 8.077% | 8.051% | 6.672% | 7.274% | 6.034% | 5.922% | 6.459% | 5.717% | 6.01% | 5.841% | 5.324% | 5.649% | 5.721% | 5.563% | 5.821% | 5.625% | 4.933% | 5.263% | 5.318%
Explicitly modelled pumping
Region | Technology | 2024-25 | 2025-26 | 2026-27 | 2027-28 | 2028-29 | 2029-30 | 2030-31 | 2031-32 | 2032-33 | 2033-34 | 2034-35 | 2035-36 | 2036-37 | 2037-38 | 2038-39 | 2039-40 | 2040-41 | 2041-42 | 2042-43 | 2043-44 | 2044-45 | 2045-46 | 2046-47 | 2047-48 | 2048-49
NEM | Grid Battery Pump | 7.978% | 6.999% | 7.283% | 8.663% | 7.914% | 10.33% | 11.68% | 11.35% | 11.84% | 12.7% | 13.36% | 14.18% | 14.96% | 14.99% | 15.39% | 16.76% | 16.28% | 18.23% | 20.31% | 20.31% | 21.51% | 22.67% | 20.15% | 19.52% | 18.69%
NEM | PHES Pump | 19.01% | 22.58% | 28.55% | 27.21% | 39.68% | 30.64% | 29.05% | 27.78% | 30.36% | 30.56% | 26.29% | 27.4% | 26.61% | 26.9% | 23.26% | 20.78% | 20.73% | 21.97% | 23.59% | 20.1% | 20.56% | 21.68% | 19.51% | 16.93% | 14.82%
NEM | VPP Pump | 10.02% | 9.98% | 10.19% | 10.27% | 9.251% | 9.544% | 9.671% | 9.384% | 9.535% | 9.465% | 8.776% | 8.584% | 8.904% | 8.239% | 8.407% | 8.321% | 8.084% | 8.438% | 8.813% | 8.608% | 8.679% | 9.017% | 8.339% | 8.44% | 8.208%
Region | Technology | 2024-25 | 2025-26 | 2026-27 | 2027-28 | 2028-29 | 2029-30 | 2030-31 | 2031-32 | 2032-33 | 2033-34 | 2034-35 | 2035-36 | 2036-37 | 2037-38 | 2038-39 | 2039-40 | 2040-41 | 2041-42 | 2042-43 | 2043-44 | 2044-45 | 2045-46 | 2046-47 | 2047-48 | 2048-49
NSW1 | Grid Battery Pump | 8.865% | 5.066% | 5.22% | 8.953% | 8.457% | 13.41% | 16.03% | 15.44% | 16.07% | 16.37% | 15.24% | 15.65% | 17.34% | 18.57% | 19.17% | 21.17% | 20.37% | 21.82% | 22.78% | 22.21% | 23.69% | 24.53% | 21.04% | 21.15% | 21.88%
NSW1 | PHES Pump | 15.53% | 20.13% | 29.71% | 28.64% | 50.52% | 30.4% | 33.01% | 30.99% | 34.26% | 32.95% | 28.38% | 31.12% | 29.45% | 29.49% | 23.87% | 20.89% | 20.6% | 21.63% | 24.36% | 20.16% | 19.95% | 22.12% | 19.1% | 16.77% | 14.14%
NSW1 | VPP Pump | 9.131% | 9.805% | 10.13% | 10.18% | 9.428% | 9.72% | 9.858% | 9.651% | 9.941% | 9.798% | 9.202% | 9.192% | 9.462% | 8.908% | 9.187% | 9.127% | 8.96% | 9.43% | 9.535% | 9.272% | 9.418% | 9.647% | 9.078% | 9.253% | 9.035%
Region | Technology | 2024-25 | 2025-26 | 2026-27 | 2027-28 | 2028-29 | 2029-30 | 2030-31 | 2031-32 | 2032-33 | 2033-34 | 2034-35 | 2035-36 | 2036-37 | 2037-38 | 2038-39 | 2039-40 | 2040-41 | 2041-42 | 2042-43 | 2043-44 | 2044-45 | 2045-46 | 2046-47 | 2047-48 | 2048-49
QLD1 | Grid Battery Pump | 9.492% | 8.399% | 8.635% | 8.751% | 7.8% | 8.415% | 8.107% | 8.322% | 8.47% | 8.427% | 17.73% | 19.42% | 20.26% | 18.34% | 19.52% | 19.14% | 19.71% | 20.51% | 23.84% | 22.65% | 23.9% | 25.43% | 24.35% | 22.31% | 19.28%
QLD1 | PHES Pump | 25.24% | 25.45% | 27.19% | 25.55% | 23.98% | 28.42% | 21.98% | 21.99% | 24.01% | 26.31% | 21.33% | 20.23% | 19.37% | 21.62% | 19.26% | 16.48% | 18.36% | 19.59% | 19.29% | 15.96% | 15.92% | 15.05% | 15.03% | 12.87% | 10.4%
QLD1 | VPP Pump | 10.02% | 10.06% | 10.36% | 10.55% | 9.264% | 9.967% | 9.568% | 9.822% | 9.971% | 9.916% | 9.63% | 9.165% | 9.655% | 9.161% | 9.379% | 8.917% | 9.15% | 8.938% | 9.718% | 9.626% | 9.333% | 9.657% | 9.322% | 9.251% | 9.031%
Region | Technology | 2024-25 | 2025-26 | 2026-27 | 2027-28 | 2028-29 | 2029-30 | 2030-31 | 2031-32 | 2032-33 | 2033-34 | 2034-35 | 2035-36 | 2036-37 | 2037-38 | 2038-39 | 2039-40 | 2040-41 | 2041-42 | 2042-43 | 2043-44 | 2044-45 | 2045-46 | 2046-47 | 2047-48 | 2048-49
VIC1 | Grid Battery Pump | 5.929% | 10.21% | 9.924% | 9.952% | 8.737% | 8.968% | 9.442% | 9.692% | 10.43% | 11.09% | 10.95% | 11.19% | 11.24% | 9.627% | 9.756% | 9.878% | 9.208% | 10.72% | 11.5% | 11.78% | 12.07% | 12.55% | 11.25% | 11.95% | 11.32%
VIC1 | PHES Pump | - | - | - | - | 32.73% | 35.99% | 37.27% | 34.64% | 35.29% | 34.37% | 32.63% | 33.04% | 33.78% | 31.04% | 30.17% | 29.93% | 26.43% | 28.6% | 30.48% | 28.73% | 31.8% | 34.83% | 30.14% | 27.34% | 25.83%
VIC1 | VPP Pump | 10.7% | 10.46% | 10.47% | 10.5% | 9.14% | 9.174% | 9.528% | 8.709% | 8.6% | 8.551% | 7.308% | 7.138% | 7.286% | 6.11% | 6.248% | 6.51% | 5.841% | 6.44% | 6.91% | 6.655% | 7.048% | 7.475% | 6.384% | 6.699% | 6.434%
Region | Technology | 2024-25 | 2025-26 | 2026-27 | 2027-28 | 2028-29 | 2029-30 | 2030-31 | 2031-32 | 2032-33 | 2033-34 | 2034-35 | 2035-36 | 2036-37 | 2037-38 | 2038-39 | 2039-40 | 2040-41 | 2041-42 | 2042-43 | 2043-44 | 2044-45 | 2045-46 | 2046-47 | 2047-48 | 2048-49
SA1 | Grid Battery Pump | 7.466% | 5.431% | 5.617% | 5.652% | 5.283% | 5.201% | 5.581% | 5.148% | 5.457% | 10.15% | 9.759% | 9.918% | 10.33% | 12.06% | 11.6% | 11.68% | 10.7% | 16.57% | 17.7% | 19.96% | 21.83% | 24.04% | 19.9% | 18.42% | 17.42%
SA1 | PHES Pump | bar: 2024-25 to 2048-49
SA1 | VPP Pump | 10.95% | 9.916% | 10.05% | 10.03% | 9.37% | 9.322% | 9.588% | 8.935% | 9.371% | 9.38% | 8.77% | 8.546% | 9.029% | 8.847% | 8.553% | 8.511% | 8.008% | 8.778% | 9.004% | 8.906% | 8.796% | 9.506% | 8.712% | 8.385% | 8.146%
Region | Technology | 2024-25 | 2025-26 | 2026-27 | 2027-28 | 2028-29 | 2029-30 | 2030-31 | 2031-32 | 2032-33 | 2033-34 | 2034-35 | 2035-36 | 2036-37 | 2037-38 | 2038-39 | 2039-40 | 2040-41 | 2041-42 | 2042-43 | 2043-44 | 2044-45 | 2045-46 | 2046-47 | 2047-48 | 2048-49
TAS1 | Grid Battery Pump | bar: 2024-25 to 2048-49
TAS1 | PHES Pump | - | - | - | - | - | - | - | - | 35.77% | 36.08% | 33.83% | 34.23% | 35.55% | 31.85% | 31.31% | 30.77% | 26.59% | 26.17% | 29.45% | 27.17% | 30.18% | 31.92% | 28.22% | 22.69% | 24.29%
TAS1 | VPP Pump | 0.531% | 0.3381% | 2.21% | 4.159% | 3.721% | 4.79% | 9.481% | 9.5% | 7.855% | 8.535% | 7.126% | 6.943% | 7.627% | 6.701% | 7.071% | 6.872% | 6.281% | 6.635% | 6.753% | 6.547% | 6.822% | 6.645% | 5.782% | 6.215% | 6.23%

## O3C_Generation
Annual sent-out generation by technology (GWh) - O3C, Step Change Scenario
Non-scheduled generation including Distributed PV is not shown.
Explicitly modelled generation
Region | Technology | 2024-25 | 2025-26 | 2026-27 | 2027-28 | 2028-29 | 2029-30 | 2030-31 | 2031-32 | 2032-33 | 2033-34 | 2034-35 | 2035-36 | 2036-37 | 2037-38 | 2038-39 | 2039-40 | 2040-41 | 2041-42 | 2042-43 | 2043-44 | 2044-45 | 2045-46 | 2046-47 | 2047-48 | 2048-49
NEM | Black Coal | 80249.6231 | 63595.7284 | 55925.9872 | 47297.7809 | 38397.3064 | 28881.107 | 24498.2852 | 22353.9173 | 18554.2011 | 13945.0898 | 6242.9743 | 5798.5793 | 2904.9302 | 0 | 0 | 0 | 0 | 0 | 0 | 0 | 0 | 0 | 0 | 0 | 0
NEM | Brown Coal | 22563.3187 | 22306.4262 | 19941.1575 | 17842.3418 | 11623.0387 | 11324.4066 | 11278.7968 | 9264.2133 | 9689.0552 | 0 | 0 | 0 | 0 | 0 | 0 | 0 | 0 | 0 | 0 | 0 | 0 | 0 | 0 | 0 | 0
NEM | CCGT | 1845.3173 | 2578.0709 | 2173.5809 | 2781.6136 | 2821.4224 | 2147.0152 | 2512.0748 | 3161.3442 | 3639.1863 | 4437.1991 | 5418.6708 | 4149.0942 | 3930.1743 | 2968.7115 | 2853.4156 | 2701.7395 | 2663.6572 | 2231.6476 | 1747.0503 | 1587.9202 | 1459.6469 | 1001.6052 | 852.1213 | 880.1957 | 922.623
NEM | Gas - Steam | 42.4382 | 38.2561 | 142.6941 | 1459.8674 | 1749.191 | 1794.2734 | 17.3978 | 87.4791 | 224.8185 | 302.6708 | 588.7141 | 213.7257 | 261.7384 | 408.825 | 253.1223 | 0 | 0 | 0 | 0 | 0 | 0 | 0 | 0 | 0 | 0
NEM | OCGT / Diesel | 778.3828 | 772.9625 | 713.0106 | 702.1588 | 1082.8137 | 593.0181 | 526.234 | 822.9524 | 1623.6159 | 1530.0503 | 3365.7738 | 1967.0043 | 2685.3344 | 3759.9015 | 1896.7577 | 2847.1098 | 2118.342 | 2996.3359 | 1570.9388 | 3569.4554 | 2586.5079 | 2497.7316 | 2567.7673 | 1243.5589 | 2656.296
NEM | Hydro | 18510.8353 | 17981.9931 | 16605.166 | 14236.8275 | 17711.411 | 15525.6241 | 15538.4411 | 16046.9293 | 17024.4791 | 17098.365 | 16750.3715 | 15121.1445 | 14948.1048 | 17862.4544 | 14850.1187 | 12680.8416 | 12301.5826 | 12226.6475 | 14319.2877 | 13447.8625 | 11548.5445 | 10966.8806 | 15090.0192 | 14593.9245 | 13703.3937
NEM | Hydrogen Turbine | 0 | 0 | 0 | 0 | 0 | 0 | 0 | 0 | 0 | 0 | 0 | 0 | 0 | 0 | 0 | 0 | 0 | 0 | 0 | 0 | 0 | 0 | 0 | 0 | 0
NEM | Wind | 33907.1939 | 54118.8068 | 70458.2141 | 84938.338 | 99829.0551 | 114022.9618 | 124316.1384 | 132141.3395 | 140401.542 | 155572.9916 | 166104.2564 | 176151.7785 | 183720.699 | 187249.4807 | 189697.6103 | 186449.2534 | 187505.8917 | 184353.1491 | 182590.57 | 180213.8867 | 185792.2177 | 186483.2004 | 189214.0537 | 192902.8966 | 193542.736
NEM | Solar PV | 20763.307 | 21418.8633 | 22769.7516 | 23867.544 | 27787.3305 | 35607.3474 | 39955.38 | 42540.1988 | 45024.3483 | 51707.3755 | 51910.6205 | 55055.8865 | 56943.7493 | 61111.846 | 67168.3645 | 77602.4707 | 82396.4211 | 92343.7323 | 102320.9178 | 107264.5416 | 109808.9196 | 113995.0662 | 107890.1663 | 108542.2399 | 109893.9593
NEM | Grid Battery | 1374.1708 | 2218.26 | 2507 | 3163.0465 | 2904.6413 | 4131.5255 | 4647.5133 | 4770.8917 | 5231.7823 | 6017.7859 | 8139.6853 | 9148.4597 | 9810.6227 | 11424.0736 | 11648.4987 | 14712.3524 | 14392.1563 | 17817.5979 | 23796.0074 | 24874.3135 | 25217.8213 | 26510.6495 | 23660.0721 | 22391.9266 | 21428.1426
NEM | PHES | 931.5152 | 1410.9111 | 1618.4068 | 1489.4821 | 7235.5541 | 10365.6455 | 13578.3978 | 13007.074 | 14615.6587 | 14690.381 | 13482.8343 | 14110.1172 | 13775.1998 | 15024.1023 | 13050.7407 | 11685.7649 | 11199.9997 | 12883.9313 | 13215.9201 | 11788.5602 | 11751.7818 | 12134.2951 | 11387.1766 | 9670.9508 | 8796.5371
NEM | VPP | 347.7242 | 641.7236 | 1017.1235 | 1477.9138 | 1808.2456 | 2659.532 | 3364.9594 | 3912.1171 | 4697.6103 | 5426.7086 | 5802.9771 | 6521.4068 | 7508.3082 | 7684.6283 | 8684.707 | 9311.2042 | 9679.4423 | 10865.5173 | 12051.5216 | 12542.8524 | 13427.2592 | 14771.3176 | 14431.433 | 15283.1585 | 15624.6134
Total |  | 181313.8265 | 187082.002 | 193872.0923 | 199256.9144 | 212950.01 | 227052.4567 | 240233.6188 | 248108.4566 | 260726.2977 | 270728.6176 | 277806.8783 | 288237.1967 | 296488.8612 | 307494.0232 | 310103.3354 | 317990.7365 | 322257.493 | 335718.559 | 351612.2139 | 355289.3926 | 361592.6989 | 368360.7463 | 365092.8096 | 365508.8514 | 366568.3013
Region | Technology | 2024-25 | 2025-26 | 2026-27 | 2027-28 | 2028-29 | 2029-30 | 2030-31 | 2031-32 | 2032-33 | 2033-34 | 2034-35 | 2035-36 | 2036-37 | 2037-38 | 2038-39 | 2039-40 | 2040-41 | 2041-42 | 2042-43 | 2043-44 | 2044-45 | 2045-46 | 2046-47 | 2047-48 | 2048-49
NSW1 | Black Coal | 41082.7643 | 31276.0991 | 26417.7081 | 22961.0251 | 16120.5313 | 9741.6858 | 8117.7709 | 5144.9568 | 6063.6045 | 6676.7676 | 6242.9743 | 5798.5793 | 2904.9302 | 0 | 0 | 0 | 0 | 0 | 0 | 0 | 0 | 0 | 0 | 0 | 0
NSW1 | Brown Coal | 0 | 0 | 0 | 0 | 0 | 0 | 0 | 0 | 0 | 0 | 0 | 0 | 0 | 0 | 0 | 0 | 0 | 0 | 0 | 0 | 0 | 0 | 0 | 0 | 0
NSW1 | CCGT | 12.4341 | 274.2477 | 497.6854 | 926.1593 | 1050.9069 | 735.7393 | 832.969 | 926.0901 | 1108.2925 | 1185.3039 | 1248.0683 | 891.1548 | 887.96 | 799.4438 | 918.2396 | 981.7944 | 911.434 | 708.8794 | 469.0395 | 0.0002879 | 0.00027891 | 0.00027953 | 0.00028086 | 0.00028094 | 0.00027889
NSW1 | Gas - Steam | 0 | 0 | 0 | 0 | 0 | 0 | 0 | 0 | 0 | 0 | 0 | 0 | 0 | 0 | 0 | 0 | 0 | 0 | 0 | 0 | 0 | 0 | 0 | 0 | 0
NSW1 | OCGT / Diesel | 0.00011484 | 40.0452 | 16.5589 | 15.9244 | 125.6094 | 7.494 | 5.3891 | 139.6429 | 627.5089 | 266.0582 | 1228.0826 | 572.4486 | 1154.8125 | 1232.9419 | 497.4131 | 926.6529 | 719.2968 | 1197.4908 | 584.8988 | 1195.3338 | 835.4172 | 1075.6429 | 594.5296 | 263.4388 | 856.3058
NSW1 | Hydro | 2841.7663 | 3130.7952 | 3398.256 | 2820.1268 | 3978.6024 | 3496.7522 | 2932.0944 | 3001.0526 | 2913.3121 | 3250.4759 | 3251.2892 | 3095.7162 | 2498.564 | 3749.5348 | 2985.6343 | 2448.8279 | 2413.7214 | 2343.715 | 2803.5459 | 2957.2813 | 2691.8961 | 2178.7844 | 3404.8873 | 3257.9586 | 3339.0549
NSW1 | Hydrogen Turbine | 0 | 0 | 0 | 0 | 0 | 0 | 0 | 0 | 0 | 0 | 0 | 0 | 0 | 0 | 0 | 0 | 0 | 0 | 0 | 0 | 0 | 0 | 0 | 0 | 0
NSW1 | Wind | 8074.3123 | 15096.2578 | 23473.1144 | 28988.0679 | 35775.3887 | 35991.0538 | 38258.9384 | 38396.6075 | 41078.007 | 41031.9213 | 42750.2449 | 44392.6645 | 47951.2685 | 48991.7897 | 43914.584 | 43652.0804 | 41155.2683 | 43035.0467 | 43250.0009 | 40631.9847 | 41955.5029 | 42843.2468 | 46497.7868 | 43111.6333 | 44033.3363
NSW1 | Solar PV | 8516.308 | 9156.1736 | 11339.2347 | 11949.5025 | 15216.9373 | 22475.5356 | 24963.4627 | 24481.8108 | 24782.8942 | 24988.3272 | 23512.0516 | 25170.5247 | 25085.1123 | 27423.4905 | 30136.4168 | 37890.4885 | 38878.9552 | 40909.7846 | 43028.8538 | 44177.3355 | 46985.2352 | 47905.4664 | 44443.7709 | 44982.6518 | 47560.7677
NSW1 | Grid Battery | 386.4855 | 618.7008 | 638.6029 | 1292.137 | 1228.1015 | 2405.9505 | 2878.1265 | 2773.7649 | 2893.2768 | 3032.819 | 2816.931 | 2906.3442 | 3404.0264 | 5407.3224 | 5613.5334 | 8073.6361 | 7734.1974 | 8538.7646 | 10726.1341 | 10810.973 | 11525.1355 | 11893.5627 | 10275.6237 | 9783.7614 | 10136.6431
NSW1 | PHES | 196.6227 | 259.8538 | 378.0722 | 326.816 | 4520.9383 | 7233.8119 | 7531.8918 | 7108.0412 | 8216.0917 | 7518.7898 | 6927.1886 | 7395.868 | 6689.1125 | 7237.2113 | 5821.5492 | 5133.8901 | 4686.1446 | 5379.2802 | 5592.6001 | 5059.6668 | 4764.3766 | 5159.2115 | 4712.2772 | 4044.9585 | 3652.0701
NSW1 | VPP | 109.0476 | 226.8203 | 376.5794 | 555.6693 | 709.1174 | 1044.7814 | 1317.0158 | 1544.18 | 1880.4735 | 2152.2916 | 2333.2155 | 2680.1425 | 3058.0594 | 3176.8729 | 3632.9868 | 3888.5298 | 4070.9987 | 4588.5292 | 4917.5077 | 5071.3973 | 5459.5046 | 5891.1767 | 5846.1143 | 6209.0175 | 6345.3898
Total |  | 61219.7409 | 60078.9936 | 66535.8119 | 69835.4284 | 78726.1333 | 83132.8044 | 86837.6585 | 83516.1469 | 89563.4611 | 90102.7545 | 90310.0461 | 92903.4428 | 93633.8457 | 98018.6073 | 93520.3572 | 102995.9001 | 100570.0164 | 106701.4904 | 111372.5807 | 109903.9726 | 114217.0684 | 116947.0917 | 115774.9901 | 111653.4201 | 115923.568
Region | Technology | 2024-25 | 2025-26 | 2026-27 | 2027-28 | 2028-29 | 2029-30 | 2030-31 | 2031-32 | 2032-33 | 2033-34 | 2034-35 | 2035-36 | 2036-37 | 2037-38 | 2038-39 | 2039-40 | 2040-41 | 2041-42 | 2042-43 | 2043-44 | 2044-45 | 2045-46 | 2046-47 | 2047-48 | 2048-49
QLD1 | Black Coal | 39166.8588 | 32319.6292 | 29508.2791 | 24336.7558 | 22276.7751 | 19139.4212 | 16380.5143 | 17208.9605 | 12490.5966 | 7268.3222 | 0 | 0 | 0 | 0 | 0 | 0 | 0 | 0 | 0 | 0 | 0 | 0 | 0 | 0 | 0
QLD1 | Brown Coal | 0 | 0 | 0 | 0 | 0 | 0 | 0 | 0 | 0 | 0 | 0 | 0 | 0 | 0 | 0 | 0 | 0 | 0 | 0 | 0 | 0 | 0 | 0 | 0 | 0
QLD1 | CCGT | 879.8298 | 855.3677 | 869.4817 | 881.8671 | 944.1568 | 860.9167 | 1038.6906 | 1360.9405 | 1486.3782 | 2109.1297 | 2953.5784 | 2440.9936 | 2275.6839 | 2169.2669 | 1935.1753 | 1719.9444 | 1752.2225 | 1522.7675 | 1278.0101 | 1587.9192 | 1459.646 | 1001.6042 | 852.1203 | 880.1947 | 922.622
QLD1 | Gas - Steam | 0 | 0 | 0 | 0 | 0 | 0 | 0 | 0 | 0 | 0 | 0 | 0 | 0 | 0 | 0 | 0 | 0 | 0 | 0 | 0 | 0 | 0 | 0 | 0 | 0
QLD1 | OCGT / Diesel | 0.00011562 | 0.00019417 | 0.00019255 | 0.00019859 | 2.6029 | 0.00016632 | 0.00022539 | 0.00024696 | 0.00025109 | 6.8942 | 20.8052 | 6.578 | 212.5586 | 195.0241 | 7.5943 | 218.9445 | 57.6737 | 30.4359 | 24.9924 | 9.358 | 9.935 | 68.7961 | 116.3927 | 13.9183 | 508.5764
QLD1 | Hydro | 708.1068 | 711.5629 | 678.9534 | 654.4628 | 681.3165 | 660.4561 | 686.267 | 701.5136 | 709.5203 | 691.8361 | 672.8278 | 676.0811 | 678.5572 | 219.2751 | 168.8222 | 147.8392 | 140.5352 | 169.1761 | 0 | 0 | 0 | 0 | 0 | 0 | 0
QLD1 | Hydrogen Turbine | 0 | 0 | 0 | 0 | 0 | 0 | 0 | 0 | 0 | 0 | 0 | 0 | 0 | 0 | 0 | 0 | 0 | 0 | 0 | 0 | 0 | 0 | 0 | 0 | 0
QLD1 | Wind | 5222.4349 | 15746.1607 | 18201.6089 | 22736.7017 | 26197.7813 | 33190.5767 | 36920.3646 | 35993.2657 | 42144.9161 | 49338.8329 | 56176.4468 | 58273.38 | 56719.5041 | 60360.6344 | 61220.433 | 61560.0358 | 60345.4963 | 61469.4569 | 57913.6593 | 59510.9461 | 59980.0063 | 60291.41 | 62052.2595 | 65611.2942 | 65702.0788
QLD1 | Solar PV | 8119.4377 | 7329.3119 | 6472.2816 | 6784.6504 | 6589.0237 | 7173.3454 | 8930.3557 | 12091.9588 | 13997.7817 | 17754.0158 | 19815.1757 | 20427.6692 | 22122.6171 | 22316.1421 | 25246.1251 | 26147.0258 | 30315.8215 | 32511.9783 | 40113.5055 | 41310.2291 | 40735.251 | 43138.1462 | 41627.9222 | 41926.3095 | 40411.2151
QLD1 | Grid Battery | 439.4405 | 479.5727 | 495.8382 | 500.849 | 447.1002 | 481.9758 | 464.3379 | 475.2427 | 486.5057 | 482.5257 | 1965.7924 | 2787.9988 | 2913.8084 | 2626.9901 | 2670.3791 | 3211.2028 | 3501.8071 | 4282.4178 | 7752.452 | 8189.5529 | 7899.883 | 8427.2529 | 8045.2242 | 7391.956 | 6378.7421
QLD1 | PHES | 734.8925 | 1151.0573 | 1240.3345 | 1162.6661 | 1463.5494 | 1763.5015 | 4614.2066 | 4580.5668 | 5048.3653 | 5519.3823 | 4498.0133 | 4307.3215 | 4126.9496 | 4828.5003 | 4386.5356 | 3713.4904 | 4083.8748 | 4448.6635 | 4370.8064 | 3630.397 | 3574.2175 | 3355.4102 | 3417.248 | 2915.3302 | 2339.4478
QLD1 | VPP | 63.7886 | 136.9348 | 223.5686 | 337.7112 | 415.1755 | 669.3249 | 822.804 | 1025.0709 | 1244.5547 | 1445.1279 | 1615.2715 | 1764.6036 | 2056.524 | 2146.6948 | 2436.8208 | 2498.4077 | 2753.5293 | 2890.6785 | 3343.0017 | 3523.7422 | 3619.496 | 3977.6238 | 4031.0789 | 4208.8687 | 4304.1045
Total |  | 55334.7899 | 58729.5974 | 57690.3463 | 57395.6642 | 59017.4815 | 63939.5184 | 69857.5411 | 73437.5197 | 77608.6189 | 84616.0667 | 87717.911 | 90684.6259 | 91106.203 | 94862.5278 | 98071.8853 | 99216.8905 | 102950.9604 | 107325.5745 | 114796.4274 | 117762.1445 | 117278.4348 | 120260.2433 | 120142.2458 | 122947.8716 | 120566.7868
Region | Technology | 2024-25 | 2025-26 | 2026-27 | 2027-28 | 2028-29 | 2029-30 | 2030-31 | 2031-32 | 2032-33 | 2033-34 | 2034-35 | 2035-36 | 2036-37 | 2037-38 | 2038-39 | 2039-40 | 2040-41 | 2041-42 | 2042-43 | 2043-44 | 2044-45 | 2045-46 | 2046-47 | 2047-48 | 2048-49
VIC1 | Black Coal | 0 | 0 | 0 | 0 | 0 | 0 | 0 | 0 | 0 | 0 | 0 | 0 | 0 | 0 | 0 | 0 | 0 | 0 | 0 | 0 | 0 | 0 | 0 | 0 | 0
VIC1 | Brown Coal | 22563.3187 | 22306.4262 | 19941.1575 | 17842.3418 | 11623.0387 | 11324.4066 | 11278.7968 | 9264.2133 | 9689.0552 | 0 | 0 | 0 | 0 | 0 | 0 | 0 | 0 | 0 | 0 | 0 | 0 | 0 | 0 | 0 | 0
VIC1 | CCGT | 0 | 0.00016191 | 0.00016119 | 0.00015973 | 0.00016137 | 0.00015032 | 0.00020241 | 0.00022709 | 0.00026899 | 0.00027969 | 0.00027679 | 0.00026663 | 0.00026351 | 0.00026658 | 0.00026485 | 0.00026557 | 0.00026262 | 0.00026461 | 0.00025945 | 0.00026534 | 0.00025732 | 0.00025834 | 0.00026053 | 0.00025938 | 0.00025943
VIC1 | Gas - Steam | 14.7275 | 14.9274 | 142.6941 | 1459.8674 | 1749.191 | 1794.2734 | 17.3978 | 87.4791 | 224.8185 | 302.6708 | 588.7141 | 213.7257 | 261.7384 | 408.825 | 253.1223 | 0 | 0 | 0 | 0 | 0 | 0 | 0 | 0 | 0 | 0
VIC1 | OCGT / Diesel | 4.4484 | 0.23081 | 31.8534 | 25.7332 | 189.1817 | 31.2912 | 11.1785 | 52.9701 | 246.1136 | 334.6802 | 973.7295 | 743.7236 | 656.4836 | 1396.2397 | 631.5799 | 932.0742 | 672.6415 | 1013.3188 | 435.749 | 1424.0792 | 1295.3355 | 1095.2335 | 1660.6504 | 892.6171 | 1160.3532
VIC1 | Hydro | 3337.9358 | 3416.9156 | 3258.6614 | 2730.3911 | 4090.2957 | 3416.6097 | 2945.9587 | 2964.7849 | 2694.2175 | 3291.6486 | 3405.9636 | 3237.3366 | 2715.8097 | 4071.5459 | 3411.2749 | 2949.9554 | 2945.7884 | 2690.7285 | 3284.814 | 3390.7372 | 3214.9298 | 2708.219 | 4056.4769 | 4066.7929 | 4044.8175
VIC1 | Hydrogen Turbine | 0 | 0 | 0 | 0 | 0 | 0 | 0 | 0 | 0 | 0 | 0 | 0 | 0 | 0 | 0 | 0 | 0 | 0 | 0 | 0 | 0 | 0 | 0 | 0 | 0
VIC1 | Wind | 11637.0746 | 14915.3407 | 15796.0138 | 18873.2472 | 22273.0121 | 26449.8548 | 28804.6851 | 35902.6182 | 35171.4356 | 40780.6471 | 43138.7903 | 48276.0398 | 51815.9696 | 51434.7577 | 55648.261 | 54429.8362 | 57589.1624 | 52587.48 | 54270.248 | 53515.0178 | 55775.6808 | 55357.6786 | 52147.1366 | 54076.9011 | 54142.538
VIC1 | Solar PV | 2853.2046 | 2633.3784 | 2673.0588 | 2502.2304 | 2813.3409 | 2883.5306 | 2886.5612 | 2910.3017 | 3163.5747 | 5529.8956 | 5199.7583 | 5375.3837 | 5463.451 | 5353.2652 | 5826.0196 | 7309.8349 | 6873.7239 | 9711.0931 | 9826.5064 | 11006.5015 | 11638.3927 | 11940.8459 | 11224.9795 | 11674.8396 | 12251.9082
VIC1 | Grid Battery | 254.6168 | 794.428 | 1034.5518 | 1031.6184 | 911.2517 | 932.2114 | 981.3453 | 1224.096 | 1536.8947 | 1752.3691 | 2653.9802 | 2718.8268 | 2726.9169 | 2335.4383 | 2353.8659 | 2402.0645 | 2221.5228 | 2366.7489 | 2520.5699 | 2421.9213 | 2477.9533 | 2565.1339 | 2316.0889 | 2442.3694 | 2330.7769
VIC1 | PHES | 0 | 0 | 0 | 0 | 1251.0641 | 1368.3296 | 1432.2924 | 1318.4574 | 1348.8677 | 1598.7332 | 1926.2577 | 1958.5275 | 1977.5894 | 1848.3245 | 1777.228 | 1770.2593 | 1534.1242 | 1714.0122 | 1778.4899 | 1716.5341 | 1876.995 | 2030.1347 | 1804.5399 | 1587.8481 | 1550.5344
VIC1 | VPP | 96.0345 | 175.3218 | 274.9423 | 395.3918 | 457.4446 | 636.0847 | 812.6954 | 883.232 | 1021.7009 | 1184.4749 | 1170.6183 | 1321.076 | 1508.4886 | 1412.2865 | 1593.3424 | 1818.8977 | 1748.4186 | 2090.4058 | 2385.1626 | 2472.717 | 2796.3293 | 3155.6025 | 2876.3994 | 3163.3499 | 3228.548
Total |  | 40761.361 | 44256.9691 | 43152.9333 | 44860.8215 | 45357.8207 | 48836.5921 | 49170.9114 | 54608.1528 | 55096.6785 | 54775.1198 | 59057.8124 | 63844.64 | 67126.4475 | 68260.683 | 71494.6943 | 71612.9225 | 73585.3822 | 72173.7875 | 74501.5401 | 75947.5084 | 79075.6166 | 78852.8483 | 76086.2718 | 77904.7185 | 78709.4765
Region | Technology | 2024-25 | 2025-26 | 2026-27 | 2027-28 | 2028-29 | 2029-30 | 2030-31 | 2031-32 | 2032-33 | 2033-34 | 2034-35 | 2035-36 | 2036-37 | 2037-38 | 2038-39 | 2039-40 | 2040-41 | 2041-42 | 2042-43 | 2043-44 | 2044-45 | 2045-46 | 2046-47 | 2047-48 | 2048-49
SA1 | Black Coal | 0 | 0 | 0 | 0 | 0 | 0 | 0 | 0 | 0 | 0 | 0 | 0 | 0 | 0 | 0 | 0 | 0 | 0 | 0 | 0 | 0 | 0 | 0 | 0 | 0
SA1 | Brown Coal | 0 | 0 | 0 | 0 | 0 | 0 | 0 | 0 | 0 | 0 | 0 | 0 | 0 | 0 | 0 | 0 | 0 | 0 | 0 | 0 | 0 | 0 | 0 | 0 | 0
SA1 | CCGT | 953.0533 | 1448.4552 | 806.4136 | 973.587 | 826.3585 | 550.359 | 640.4149 | 874.3132 | 1044.5152 | 1142.7651 | 1217.0237 | 816.9453 | 766.53 | 0.00026391 | 0.00026323 | 0.00026315 | 0.00025969 | 0.00026068 | 0.00025726 | 0.00026288 | 0.00025467 | 0.00025544 | 0.00025732 | 0.00025604 | 0.00025522
SA1 | Gas - Steam | 27.7107 | 23.3287 | 0 | 0 | 0 | 0 | 0 | 0 | 0 | 0 | 0 | 0 | 0 | 0 | 0 | 0 | 0 | 0 | 0 | 0 | 0 | 0 | 0 | 0 | 0
SA1 | OCGT / Diesel | 773.9341 | 732.6862 | 664.598 | 660.5009 | 765.4196 | 554.2327 | 509.6661 | 628.8617 | 741.3035 | 913.181 | 1108.6316 | 632.2004 | 633.2698 | 884.7724 | 753.0541 | 746.2938 | 666.479 | 740.5366 | 522.6186 | 927.2396 | 432.3964 | 252.1458 | 193.5348 | 71.5063 | 128.373
SA1 | Hydro | 0 | 0 | 0 | 0 | 0 | 0 | 0 | 0 | 0 | 0 | 0 | 0 | 0 | 0 | 0 | 0 | 0 | 0 | 0 | 0 | 0 | 0 | 0 | 0 | 0
SA1 | Hydrogen Turbine | 0 | 0 | 0 | 0 | 0 | 0 | 0 | 0 | 0 | 0 | 0 | 0 | 0 | 0 | 0 | 0 | 0 | 0 | 0 | 0 | 0 | 0 | 0 | 0 | 0
SA1 | Wind | 7277.3623 | 6497.6646 | 9893.8653 | 10132.109 | 11398.8247 | 12940.1346 | 12964.4246 | 13797.9004 | 12732.1364 | 13978.3877 | 12972.01 | 14175.9167 | 13840.9023 | 13626.2486 | 15045.2793 | 13939.9326 | 14810.8759 | 13717.9788 | 13945.6001 | 12661.4749 | 14233.0047 | 13310.4724 | 14507.4446 | 16095.3239 | 16577.4988
SA1 | Solar PV | 1274.3566 | 2299.9993 | 2285.1763 | 2631.1605 | 3168.0284 | 3074.9356 | 3175.0001 | 3056.1271 | 3080.0972 | 3435.1364 | 3383.6344 | 3442.4287 | 3643.1272 | 5481.079 | 5369.2857 | 5670.6479 | 5787.1805 | 8641.7118 | 8700.346 | 10170.591 | 9821.1355 | 10386.8038 | 10067.3795 | 9373.6555 | 9085.6676
SA1 | Grid Battery | 293.628 | 325.5579 | 338.0063 | 338.441 | 318.1868 | 311.3867 | 323.702 | 297.7854 | 315.1016 | 750.0682 | 702.9774 | 735.2844 | 765.8657 | 1054.3173 | 1010.7143 | 1025.4429 | 934.6211 | 2629.6578 | 2796.8423 | 3451.8554 | 3314.8368 | 3624.6878 | 3023.1237 | 2773.8274 | 2581.9673
SA1 | PHES | 0 | 0 | 0 | 0 | 0 | 0 | 0 | 0 | 0 | 0 | 0 | 0 | 0 | 0 | 0 | 0 | 0 | 0 | 0 | 0 | 0 | 0 | 0 | 0 | 0
SA1 | VPP | 78.7376 | 102.4837 | 140.1915 | 183.5758 | 219.0173 | 294.6587 | 373.8145 | 410.6867 | 500.5004 | 577.8458 | 617.1681 | 677.9267 | 787.5809 | 849.5174 | 901.8862 | 975.1489 | 976.1066 | 1144.8241 | 1239.3683 | 1299.662 | 1353.423 | 1540.0731 | 1484.099 | 1481.7856 | 1510.2888
Total |  | 10678.7826 | 11430.1757 | 14128.2511 | 14919.3743 | 16695.8353 | 17725.7073 | 17987.0222 | 19065.6745 | 18413.6543 | 20797.3842 | 20001.4452 | 20480.7022 | 20437.2759 | 21895.9349 | 23080.2198 | 22357.4664 | 23175.2633 | 26874.7094 | 27204.7756 | 28510.8232 | 29154.7967 | 29114.1831 | 29275.5817 | 29796.0989 | 29883.7957
Region | Technology | 2024-25 | 2025-26 | 2026-27 | 2027-28 | 2028-29 | 2029-30 | 2030-31 | 2031-32 | 2032-33 | 2033-34 | 2034-35 | 2035-36 | 2036-37 | 2037-38 | 2038-39 | 2039-40 | 2040-41 | 2041-42 | 2042-43 | 2043-44 | 2044-45 | 2045-46 | 2046-47 | 2047-48 | 2048-49
TAS1 | Black Coal | 0 | 0 | 0 | 0 | 0 | 0 | 0 | 0 | 0 | 0 | 0 | 0 | 0 | 0 | 0 | 0 | 0 | 0 | 0 | 0 | 0 | 0 | 0 | 0 | 0
TAS1 | Brown Coal | 0 | 0 | 0 | 0 | 0 | 0 | 0 | 0 | 0 | 0 | 0 | 0 | 0 | 0 | 0 | 0 | 0 | 0 | 0 | 0 | 0 | 0 | 0 | 0 | 0
TAS1 | CCGT | 0 | 7.9917e-05 | 7.8404e-05 | 7.7968e-05 | 7.7642e-05 | 7.3747e-05 | 0.00014651 | 0.00015164 | 0.00016444 | 0.00016377 | 0.00016755 | 0.00016893 | 0.00018091 | 0.00020251 | 0.00019755 | 0.00020356 | 0.00020235 | 0.00020362 | 0.00020119 | 0.00020504 | 0.00020221 | 0.00020046 | 0.00020533 | 0.00020159 | 0.00021351
TAS1 | Gas - Steam | 0 | 0 | 0 | 0 | 0 | 0 | 0 | 0 | 0 | 0 | 0 | 0 | 0 | 0 | 0 | 0 | 0 | 0 | 0 | 0 | 0 | 0 | 0 | 0 | 0
TAS1 | OCGT / Diesel | 4.4601e-05 | 8.9344e-05 | 8.4575e-05 | 8.2917e-05 | 8.4792e-05 | 6.4781e-05 | 0.00014516 | 1.4773 | 8.6897 | 9.2367 | 34.5249 | 12.0536 | 28.2098 | 50.9235 | 7.1163 | 23.1444 | 2.251 | 14.5537 | 2.68 | 13.4448 | 13.4237 | 5.9132 | 2.6598 | 2.0784 | 2.6876
TAS1 | Hydro | 11623.0263 | 10722.7195 | 9269.2952 | 8031.8468 | 8961.1964 | 7951.806 | 8974.121 | 9379.5783 | 10707.4291 | 9864.4044 | 9420.2909 | 8112.0107 | 9055.1739 | 9822.0986 | 8284.3873 | 7134.2191 | 6801.5375 | 7023.0279 | 8230.9278 | 7099.844 | 5641.7185 | 6079.8772 | 7628.655 | 7269.173 | 6319.5213
TAS1 | Hydrogen Turbine | 0 | 0 | 0 | 0 | 0 | 0 | 0 | 0 | 0 | 0 | 0 | 0 | 0 | 0 | 0 | 0 | 0 | 0 | 0 | 0 | 0 | 0 | 0 | 0 | 0
TAS1 | Wind | 1696.0099 | 1863.3829 | 3093.6117 | 4208.2121 | 4184.0483 | 5451.3419 | 7367.7258 | 8050.9478 | 9275.0469 | 10443.2026 | 11066.7644 | 11033.7775 | 13393.0547 | 12836.0504 | 13869.0531 | 12867.3685 | 13605.0888 | 13543.1867 | 13211.0618 | 13894.4632 | 13848.0231 | 14680.3927 | 14009.4263 | 14007.744 | 13087.284
TAS1 | Solar PV | 0 | 0.00011602 | 0.00019388 | 0.00019702 | 0.00018424 | 0.00021406 | 0.00025509 | 0.00040824 | 0.00048172 | 0.00052072 | 0.00047632 | 639.8801 | 629.4417 | 537.8693 | 590.5174 | 584.4736 | 540.7401 | 569.1646 | 651.7061 | 599.8845 | 628.9052 | 623.804 | 526.1143 | 584.7836 | 584.4008
TAS1 | Grid Battery | 0 | 0.00066639 | 0.000765 | 0.00098527 | 0.0010339 | 0.0011756 | 0.0015985 | 0.0027765 | 0.0034614 | 0.0040463 | 0.0043533 | 0.0054916 | 0.0052933 | 0.0054925 | 0.0059886 | 0.0060736 | 0.0078447 | 0.0088899 | 0.0091154 | 0.010937 | 0.012672 | 0.012275 | 0.011607 | 0.012324 | 0.013176
TAS1 | PHES | 0 | 0 | 0 | 0 | 0.0024059 | 0.0026328 | 0.0070174 | 0.0085628 | 2.3341 | 53.4756 | 131.3747 | 448.4001 | 981.5483 | 1110.0661 | 1065.4278 | 1068.125 | 895.8561 | 1341.9755 | 1474.0237 | 1381.9624 | 1536.1927 | 1589.5387 | 1453.1116 | 1122.814 | 1254.4848
TAS1 | VPP | 0.11586 | 0.16302 | 1.8417 | 5.5657 | 7.4908 | 14.6824 | 38.6297 | 48.9475 | 50.3808 | 66.9685 | 66.7037 | 77.6579 | 97.6554 | 99.2566 | 119.6708 | 130.2201 | 130.3891 | 151.0797 | 166.4814 | 175.3339 | 198.5063 | 206.8415 | 193.7414 | 220.1368 | 236.2823
Total |  | 13319.1521 | 12586.2663 | 12364.7497 | 12245.626 | 13152.7392 | 13417.8345 | 16380.4856 | 17480.9628 | 20043.8847 | 20437.2925 | 20719.6636 | 20323.7857 | 24185.0892 | 24456.2702 | 23936.1788 | 21807.557 | 21975.8706 | 22642.9972 | 23736.8901 | 23164.9439 | 21866.7824 | 23186.3798 | 23813.7202 | 23206.7423 | 21484.6743
Explicitly modelled pumping
Region | Technology | 2024-25 | 2025-26 | 2026-27 | 2027-28 | 2028-29 | 2029-30 | 2030-31 | 2031-32 | 2032-33 | 2033-34 | 2034-35 | 2035-36 | 2036-37 | 2037-38 | 2038-39 | 2039-40 | 2040-41 | 2041-42 | 2042-43 | 2043-44 | 2044-45 | 2045-46 | 2046-47 | 2047-48 | 2048-49
NEM | Grid Battery Pump | 1619.5785 | 2623.2566 | 2952.7342 | 3759.2021 | 3434.0967 | 4918.162 | 5529.7918 | 5674.6044 | 6210.8953 | 7152.3147 | 9699.9636 | 10892.2475 | 11695.8503 | 13691.0397 | 13916.8757 | 17594.2378 | 17299.9523 | 21301.6229 | 28589.9975 | 29829.7407 | 30292.2807 | 31895.1752 | 28352.1625 | 26904.2929 | 25685.5229
NEM | PHES Pump | 2181.4408 | 3086.261 | 3901.1479 | 3718.5852 | 11328.7508 | 15017.9529 | 19323.9949 | 18477.751 | 20198.931 | 20724.6381 | 18339.6824 | 19580.3177 | 19540.0391 | 20395.9496 | 17641.2594 | 15790.9962 | 15753.9009 | 17171.0409 | 18430.7924 | 15707.6926 | 16062.4043 | 16942.7697 | 15246.7613 | 13227.0501 | 11583.0686
NEM | VPP Pump | 408.5618 | 756.3291 | 1195.2526 | 1742.5594 | 2123.5093 | 3129.9963 | 3959.3827 | 4608.9765 | 5523.766 | 6380.9942 | 6836.1048 | 7661.3472 | 8833.5206 | 9059.9812 | 10215.3978 | 10936.5967 | 11424.1159 | 12748.9823 | 14199.7406 | 14739.6861 | 15794.5476 | 17413.436 | 16942.8273 | 18008.2013 | 18348.5956
Region | Technology | 2024-25 | 2025-26 | 2026-27 | 2027-28 | 2028-29 | 2029-30 | 2030-31 | 2031-32 | 2032-33 | 2033-34 | 2034-35 | 2035-36 | 2036-37 | 2037-38 | 2038-39 | 2039-40 | 2040-41 | 2041-42 | 2042-43 | 2043-44 | 2044-45 | 2045-46 | 2046-47 | 2047-48 | 2048-49
NSW1 | Grid Battery Pump | 454.2966 | 729.9689 | 752.26 | 1544.9871 | 1459.4517 | 2879.4564 | 3441.4405 | 3314.2553 | 3450.2582 | 3624.1842 | 3374.2595 | 3465.2989 | 4073.0521 | 6511.7563 | 6720.9093 | 9691.777 | 9324.8021 | 10230.2598 | 12900.898 | 12990.7833 | 13857.2177 | 14347.9629 | 12308.6083 | 11772.2421 | 12175.1521
NSW1 | PHES Pump | 1142.4289 | 1481.2527 | 2186.2712 | 2107.2842 | 7694.0794 | 10850.1206 | 11779.9767 | 11062.2777 | 12226.8629 | 11758.9605 | 10129.7267 | 11107.7045 | 10511.8612 | 10524.4923 | 8519.6334 | 7455.6306 | 7353.6688 | 7718.401 | 8695.6221 | 7194.1163 | 7121.9872 | 7896.0538 | 6816.3941 | 5987.0219 | 5046.0587
NSW1 | VPP Pump | 128.1321 | 266.9487 | 442.9333 | 655.4961 | 832.4882 | 1229.1545 | 1551.1716 | 1818.5183 | 2208.9282 | 2532.3912 | 2752.4257 | 3145.1748 | 3597.7169 | 3749.3767 | 4268.0775 | 4568.8861 | 4804.5311 | 5385.2463 | 5789.0015 | 5964.1507 | 6419.3487 | 6951.0821 | 6857.4957 | 7315.5344 | 7454.3565
Region | Technology | 2024-25 | 2025-26 | 2026-27 | 2027-28 | 2028-29 | 2029-30 | 2030-31 | 2031-32 | 2032-33 | 2033-34 | 2034-35 | 2035-36 | 2036-37 | 2037-38 | 2038-39 | 2039-40 | 2040-41 | 2041-42 | 2042-43 | 2043-44 | 2044-45 | 2045-46 | 2046-47 | 2047-48 | 2048-49
QLD1 | Grid Battery Pump | 517.1759 | 567.9999 | 583.9699 | 591.8124 | 527.516 | 569.0889 | 548.2691 | 562.79 | 572.7949 | 569.9153 | 2357.3354 | 3352.168 | 3496.123 | 3165.7606 | 3197.6222 | 3860.7192 | 4224.279 | 5138.7462 | 9339.762 | 9850.2092 | 9526.6028 | 10139.3778 | 9702.2907 | 8891.0343 | 7682.4475
QLD1 | PHES Pump | 1039.0118 | 1605.0084 | 1714.8767 | 1611.301 | 1988.5313 | 2357.4671 | 5669.3418 | 5673.3967 | 6194.1601 | 6787.5008 | 5501.4271 | 5318.2021 | 5092.6071 | 6020.8066 | 5362.9035 | 4619.0352 | 5145.3704 | 5488.8852 | 5407.0652 | 4473.5871 | 4461.12 | 4216.4285 | 4210.8534 | 3606.4981 | 2913.7542
QLD1 | VPP Pump | 74.9527 | 161.5514 | 262.5702 | 397.5278 | 488.2212 | 787.441 | 968.0046 | 1209.4369 | 1460.7108 | 1700.1877 | 1900.3007 | 2076.1917 | 2419.234 | 2533.3093 | 2859.0637 | 2939.3013 | 3246.5178 | 3394.0283 | 3935.7832 | 4142.4478 | 4261.8677 | 4675.9956 | 4747.479 | 4946.49 | 5063.6523
Region | Technology | 2024-25 | 2025-26 | 2026-27 | 2027-28 | 2028-29 | 2029-30 | 2030-31 | 2031-32 | 2032-33 | 2033-34 | 2034-35 | 2035-36 | 2036-37 | 2037-38 | 2038-39 | 2039-40 | 2040-41 | 2041-42 | 2042-43 | 2043-44 | 2044-45 | 2045-46 | 2046-47 | 2047-48 | 2048-49
VIC1 | Grid Battery Pump | 301.4213 | 939.4274 | 1217.3884 | 1220.8474 | 1071.7975 | 1100.1063 | 1158.212 | 1445.3269 | 1814.4745 | 2061.6844 | 3127.7738 | 3194.8834 | 3210.2558 | 2749.3714 | 2781.8956 | 2816.8252 | 2625.7128 | 2774.8407 | 2976.7204 | 2842.8552 | 2913.304 | 3029.2397 | 2715.3372 | 2884.6053 | 2732.6377
VIC1 | PHES Pump | 0 | 0 | 0 | 0 | 1646.1369 | 1810.3616 | 1874.6672 | 1742.0652 | 1774.7741 | 2107.877 | 2533.9239 | 2566.1542 | 2623.7265 | 2410.3707 | 2342.8679 | 2324.8787 | 2052.4744 | 2221.3894 | 2367.4767 | 2231.2393 | 2469.7303 | 2705.1199 | 2340.5047 | 2123.1636 | 2006.287
VIC1 | VPP Pump | 112.8586 | 206.8136 | 322.9088 | 466.4096 | 536.9273 | 748.3348 | 956.1122 | 1040.1127 | 1204.8284 | 1391.1261 | 1378.5682 | 1551.3667 | 1774.6924 | 1661.5134 | 1882.9501 | 2131.45 | 2066.8496 | 2449.4143 | 2817.4543 | 2900.255 | 3287.2424 | 3726.3677 | 3370.105 | 3737.11 | 3782.7698
Region | Technology | 2024-25 | 2025-26 | 2026-27 | 2027-28 | 2028-29 | 2029-30 | 2030-31 | 2031-32 | 2032-33 | 2033-34 | 2034-35 | 2035-36 | 2036-37 | 2037-38 | 2038-39 | 2039-40 | 2040-41 | 2041-42 | 2042-43 | 2043-44 | 2044-45 | 2045-46 | 2046-47 | 2047-48 | 2048-49
SA1 | Grid Battery Pump | 346.6847 | 385.8596 | 399.115 | 401.5541 | 375.3302 | 369.5089 | 381.8684 | 352.229 | 373.3636 | 896.5261 | 840.5897 | 879.8906 | 916.4131 | 1264.1449 | 1216.4415 | 1224.9091 | 1125.149 | 3157.7656 | 3372.6062 | 4145.88 | 3995.1411 | 4378.5802 | 3625.9125 | 3356.3965 | 3095.27
SA1 | PHES Pump | 0 | 0 | 0 | 0 | 0 | 0 | 0 | 0 | 0 | 0 | 0 | 0 | 0 | 0 | 0 | 0 | 0 | 0 | 0 | 0 | 0 | 0 | 0 | 0 | 0
SA1 | VPP Pump | 92.4789 | 120.8288 | 164.6714 | 216.5678 | 257.0712 | 347.6948 | 438.7481 | 483.1568 | 589.9835 | 678.7128 | 726.0263 | 797.5608 | 926.5657 | 999.4322 | 1064.5173 | 1143.7592 | 1152.3766 | 1342.836 | 1460.9847 | 1526.4896 | 1593.4347 | 1815.6183 | 1740.6787 | 1749.0796 | 1771.0079
Region | Technology | 2024-25 | 2025-26 | 2026-27 | 2027-28 | 2028-29 | 2029-30 | 2030-31 | 2031-32 | 2032-33 | 2033-34 | 2034-35 | 2035-36 | 2036-37 | 2037-38 | 2038-39 | 2039-40 | 2040-41 | 2041-42 | 2042-43 | 2043-44 | 2044-45 | 2045-46 | 2046-47 | 2047-48 | 2048-49
TAS1 | Grid Battery Pump | 0 | 0.0007912 | 0.00090799 | 0.00117 | 0.0012271 | 0.0013954 | 0.0018965 | 0.0032996 | 0.0041113 | 0.0048034 | 0.0051764 | 0.0065177 | 0.0062967 | 0.0065197 | 0.0071169 | 0.0072157 | 0.0093289 | 0.010565 | 0.010835 | 0.013007 | 0.015041 | 0.014605 | 0.013779 | 0.014652 | 0.015637
TAS1 | PHES Pump | 0 | 0 | 0 | 0 | 0.0031771 | 0.0034781 | 0.0092131 | 0.011344 | 3.1339 | 70.2998 | 174.6047 | 588.2569 | 1311.8444 | 1440.28 | 1415.8546 | 1391.4518 | 1202.3873 | 1742.3653 | 1960.6285 | 1808.7499 | 2009.5668 | 2125.1677 | 1879.0091 | 1510.3665 | 1616.9688
TAS1 | VPP Pump | 0.13956 | 0.18661 | 2.1688 | 6.5582 | 8.8014 | 17.3712 | 45.3462 | 57.7518 | 59.3151 | 78.5764 | 78.7839 | 91.0533 | 115.3116 | 116.3496 | 140.7892 | 153.2002 | 153.8408 | 177.4574 | 196.5169 | 206.343 | 232.6541 | 244.3723 | 227.0689 | 259.9873 | 276.809

## O3C_Capacity
Installed capacity by technology (MW) - O3C, Step Change Scenario
Capacity calculated on 1 July. In early study years some wind and solar projects enter later in the financial year and are therefore reflected in the following financial year's capacity. Non-scheduled generation including Distributed PV is not shown.
Explicitly modelled generation
Region | Technology | 2024-25 | 2025-26 | 2026-27 | 2027-28 | 2028-29 | 2029-30 | 2030-31 | 2031-32 | 2032-33 | 2033-34 | 2034-35 | 2035-36 | 2036-37 | 2037-38 | 2038-39 | 2039-40 | 2040-41 | 2041-42 | 2042-43 | 2043-44 | 2044-45 | 2045-46 | 2046-47 | 2047-48 | 2048-49
NEM | Black Coal | 16456 | 16456 | 13576 | 12231 | 10546 | 8616 | 6671 | 5706 | 4626 | 2986 | 1390 | 1390 | 660 | 0 | 0 | 0 | 0 | 0 | 0 | 0 | 0 | 0 | 0 | 0 | 0
NEM | Brown Coal | 4835 | 4835 | 4835 | 4255 | 2805 | 2805 | 2805 | 2225 | 2225 | 0 | 0 | 0 | 0 | 0 | 0 | 0 | 0 | 0 | 0 | 0 | 0 | 0 | 0 | 0 | 0
NEM | CCGT | 2954.9 | 2954.9 | 2954.9 | 2774.9 | 2774.9 | 2774.9 | 2774.9 | 2774.9 | 2774.9 | 2774.9 | 2774.9 | 2774.9 | 2389.9 | 1860.9 | 1860.9 | 1716.5 | 1716.5 | 1716.5 | 1716.5 | 1276.5 | 1276.5 | 632 | 388 | 388 | 388
NEM | Gas - Steam | 1300 | 1300 | 500 | 500 | 500 | 500 | 500 | 500 | 500 | 500 | 500 | 500 | 500 | 500 | 500 | 0 | 0 | 0 | 0 | 0 | 0 | 0 | 0 | 0 | 0
NEM | OCGT / Diesel | 8305.359 | 8305.359 | 8305.359 | 8305.359 | 8305.359 | 8305.359 | 7922.859 | 7922.8596 | 7645.9997 | 7052.5 | 6935.501 | 7883.8438 | 7883.844 | 8109.4619 | 8109.4619 | 7669.4619 | 7549.4619 | 7586.2391 | 7492.2391 | 8001.4363 | 8274.4704 | 8151.2705 | 7448.2705 | 6864.2705 | 8099.7393
NEM | Hydro | 7507.42 | 7507.42 | 7507.42 | 7507.42 | 7507.42 | 7507.42 | 7507.42 | 7507.42 | 7507.42 | 7507.42 | 7507.42 | 7507.42 | 7507.42 | 7421.02 | 7421.02 | 7421.02 | 7421.02 | 7421.02 | 7355.02 | 7355.02 | 7355.02 | 7355.02 | 7355.02 | 7355.02 | 7355.02
NEM | Hydrogen Turbine | 0 | 0 | 0 | 0 | 0 | 0 | 0 | 0 | 0 | 0 | 0 | 0 | 0 | 0 | 0 | 0 | 0 | 0 | 0 | 0 | 0 | 0 | 0 | 0 | 0
NEM | Wind | 12114.048 | 18704.5685 | 24618.9165 | 30563.9988 | 36336.7393 | 42329.0901 | 43502.1551 | 44502.1557 | 48792.5747 | 55486.9311 | 58424.3103 | 59156.4102 | 61800.7215 | 64219.1897 | 66440.3815 | 67184.0001 | 66605.4906 | 66557.1912 | 66506.6433 | 65779.1123 | 64870.2224 | 64727.1943 | 66832.7594 | 69217.2562 | 71886.3428
NEM | Solar PV | 10576.491 | 11900.8751 | 11930.2758 | 12605.3249 | 14687.351 | 18011.4824 | 18011.4824 | 19642.5924 | 20689.6618 | 24202.1081 | 25059.2601 | 25457.3512 | 26343.1923 | 32753.9463 | 36449.6077 | 43826.5006 | 48977.9674 | 53369.2111 | 56819.5861 | 64148.8122 | 63567.2322 | 64829.1456 | 69887.6768 | 69397.6924 | 71736.8306
NEM | Grid Battery | 2317.4 | 4278.4026 | 4628.4056 | 4953.4068 | 4953.4068 | 5434.099 | 5404.0992 | 5706.2013 | 5990.4081 | 6430.0137 | 8288.1082 | 8769.7722 | 8924.4828 | 10429.2453 | 10324.2454 | 11980.9202 | 12128.4047 | 13341.289 | 16069.7209 | 16768.4495 | 16073.45 | 16063.4471 | 16061.4442 | 15736.4432 | 15685.6444
NEM | PHES | 810 | 1060 | 1060 | 1060 | 2759.5087 | 5095.2647 | 7093.2662 | 7093.2668 | 7094.2643 | 7241.3438 | 7464.609 | 7657.9123 | 7883.0031 | 8156.2308 | 8156.2308 | 8176.3614 | 8176.3617 | 8420.1659 | 8420.1661 | 8420.1676 | 8420.1677 | 8420.1705 | 8420.1738 | 8420.1739 | 8420.1861
NEM | VPP | 465.39 | 865.09 | 1338.81 | 1937.09 | 2620.4099 | 3743.7901 | 4673.6 | 5606.7 | 6613 | 7696.0901 | 8891.7099 | 10188.0002 | 11325.3999 | 12553.6999 | 13871.8101 | 15003.4998 | 16133 | 17247.2003 | 18392.8899 | 19547.2 | 20775.4001 | 22044.5002 | 23192.4899 | 24355.9998 | 25520
Total |  | 67642.008 | 78167.6151 | 81255.0869 | 86693.4993 | 93796.0946 | 105122.4052 | 106865.7819 | 109187.0956 | 114459.2285 | 121877.3068 | 127235.8183 | 131285.6099 | 135217.9636 | 146003.6939 | 153133.6575 | 162978.2641 | 168708.2063 | 175658.8166 | 182772.7653 | 191296.6978 | 190612.4628 | 192222.748 | 199585.8346 | 201734.856 | 209091.7633
Region | Technology | 2024-25 | 2025-26 | 2026-27 | 2027-28 | 2028-29 | 2029-30 | 2030-31 | 2031-32 | 2032-33 | 2033-34 | 2034-35 | 2035-36 | 2036-37 | 2037-38 | 2038-39 | 2039-40 | 2040-41 | 2041-42 | 2042-43 | 2043-44 | 2044-45 | 2045-46 | 2046-47 | 2047-48 | 2048-49
NSW1 | Black Coal | 8330 | 8330 | 5450 | 5450 | 4130 | 2760 | 2075 | 1390 | 1390 | 1390 | 1390 | 1390 | 660 | 0 | 0 | 0 | 0 | 0 | 0 | 0 | 0 | 0 | 0 | 0 | 0
NSW1 | Brown Coal | 0 | 0 | 0 | 0 | 0 | 0 | 0 | 0 | 0 | 0 | 0 | 0 | 0 | 0 | 0 | 0 | 0 | 0 | 0 | 0 | 0 | 0 | 0 | 0 | 0
NSW1 | CCGT | 440 | 440 | 440 | 440 | 440 | 440 | 440 | 440 | 440 | 440 | 440 | 440 | 440 | 440 | 440 | 440 | 440 | 440 | 440 | 0 | 0 | 0 | 0 | 0 | 0
NSW1 | Gas - Steam | 0 | 0 | 0 | 0 | 0 | 0 | 0 | 0 | 0 | 0 | 0 | 0 | 0 | 0 | 0 | 0 | 0 | 0 | 0 | 0 | 0 | 0 | 0 | 0 | 0
NSW1 | OCGT / Diesel | 2688.999 | 2688.999 | 2688.999 | 2688.999 | 2688.999 | 2688.999 | 2688.999 | 2688.9991 | 2688.9991 | 2688.9992 | 2688.9993 | 2638.9993 | 2638.9994 | 2864.6174 | 2864.6174 | 2864.6174 | 2864.6174 | 2864.6174 | 2864.6174 | 2864.6174 | 2015.6184 | 2015.6184 | 2015.6184 | 2015.6184 | 2044.463
NSW1 | Hydro | 2525 | 2525 | 2525 | 2525 | 2525 | 2525 | 2525 | 2525 | 2525 | 2525 | 2525 | 2525 | 2525 | 2525 | 2525 | 2525 | 2525 | 2525 | 2525 | 2525 | 2525 | 2525 | 2525 | 2525 | 2525
NSW1 | Hydrogen Turbine | 0 | 0 | 0 | 0 | 0 | 0 | 0 | 0 | 0 | 0 | 0 | 0 | 0 | 0 | 0 | 0 | 0 | 0 | 0 | 0 | 0 | 0 | 0 | 0 | 0
NSW1 | Wind | 2820.72 | 5126.9573 | 8107.0993 | 10541.2172 | 12663.5263 | 14052.3148 | 14052.3148 | 14052.3148 | 14757.9731 | 15153.9508 | 16190.3356 | 16190.3356 | 17341.1896 | 17341.1897 | 17379.1452 | 17379.1453 | 17018.6454 | 16970.3456 | 16970.3456 | 16577.2654 | 16577.2654 | 16333.4656 | 17306.5015 | 17822.109 | 18146.9568
NSW1 | Solar PV | 4655.013 | 5356.8152 | 5386.2157 | 5883.4815 | 7690.3586 | 10987.8808 | 10987.8808 | 10987.8809 | 10987.881 | 11235.9424 | 11235.9424 | 11235.9424 | 11235.9424 | 14260.1939 | 16097.3978 | 20775.4699 | 22913.5065 | 23243.2726 | 23141.2478 | 26254.2019 | 26254.2019 | 26254.2019 | 28148.413 | 28470.5286 | 29655.0785
NSW1 | Grid Battery | 585 | 1645.0013 | 1645.0028 | 1970.0024 | 1970.0024 | 2450.6945 | 2450.6945 | 2450.6958 | 2450.6992 | 2526.9235 | 2526.9235 | 2526.9235 | 2681.6341 | 4002.2237 | 4002.2237 | 5225.7148 | 5225.7179 | 5351.1556 | 6466.3102 | 6677.811 | 6677.8111 | 6677.8097 | 6677.8078 | 6352.8085 | 6352.8086
NSW1 | PHES | 240 | 240 | 240 | 240 | 1138.552 | 3474.3079 | 3474.3079 | 3474.3079 | 3474.3079 | 3474.308 | 3474.308 | 3474.308 | 3474.3082 | 3474.3085 | 3474.3085 | 3474.3086 | 3474.3086 | 3474.3087 | 3474.3088 | 3474.309 | 3474.309 | 3474.3091 | 3474.3091 | 3474.3091 | 3474.3091
NSW1 | VPP | 160.19 | 310.79 | 499.01 | 735.39 | 1008.01 | 1443.49 | 1796.2 | 2150.9 | 2536.5 | 2950.4901 | 3414.5099 | 3905.9001 | 4340.2999 | 4804.9 | 5303.2101 | 5714.7999 | 6120.8999 | 6519.0002 | 6930.8898 | 7343.0999 | 7780.7999 | 8225.8001 | 8623.1899 | 9024.8999 | 9418.1001
Total |  | 22444.922 | 26663.5628 | 26981.3267 | 30474.0901 | 34254.4483 | 40822.6871 | 40490.397 | 40160.0986 | 41251.3604 | 42385.614 | 43886.0187 | 44327.4089 | 45337.3736 | 49712.433 | 52085.9027 | 58399.0558 | 60582.6956 | 61387.7001 | 62812.7196 | 65716.3046 | 65305.0057 | 65506.2047 | 68770.8398 | 69685.2735 | 71616.7161
Region | Technology | 2024-25 | 2025-26 | 2026-27 | 2027-28 | 2028-29 | 2029-30 | 2030-31 | 2031-32 | 2032-33 | 2033-34 | 2034-35 | 2035-36 | 2036-37 | 2037-38 | 2038-39 | 2039-40 | 2040-41 | 2041-42 | 2042-43 | 2043-44 | 2044-45 | 2045-46 | 2046-47 | 2047-48 | 2048-49
QLD1 | Black Coal | 8126 | 8126 | 8126 | 6781 | 6416 | 5856 | 4596 | 4316 | 3236 | 1596 | 0 | 0 | 0 | 0 | 0 | 0 | 0 | 0 | 0 | 0 | 0 | 0 | 0 | 0 | 0
QLD1 | Brown Coal | 0 | 0 | 0 | 0 | 0 | 0 | 0 | 0 | 0 | 0 | 0 | 0 | 0 | 0 | 0 | 0 | 0 | 0 | 0 | 0 | 0 | 0 | 0 | 0 | 0
QLD1 | CCGT | 1597.9 | 1597.9 | 1597.9 | 1597.9 | 1597.9 | 1597.9 | 1597.9 | 1597.9 | 1597.9 | 1597.9 | 1597.9 | 1597.9 | 1212.9 | 1212.9 | 1212.9 | 1068.5 | 1068.5 | 1068.5 | 1068.5 | 1068.5 | 1068.5 | 424 | 180 | 180 | 180
QLD1 | Gas - Steam | 0 | 0 | 0 | 0 | 0 | 0 | 0 | 0 | 0 | 0 | 0 | 0 | 0 | 0 | 0 | 0 | 0 | 0 | 0 | 0 | 0 | 0 | 0 | 0 | 0
QLD1 | OCGT / Diesel | 1954.5 | 1954.5 | 1954.5 | 1954.5 | 1954.5 | 1954.5 | 1954.5 | 1954.5001 | 1954.5001 | 1531.0001 | 1414.0005 | 1414.0006 | 1414.0006 | 1414.0006 | 1414.0006 | 1414.0006 | 1414.0006 | 1414.0006 | 1414.0007 | 1414.0007 | 1414.0007 | 1414.0007 | 865.0007 | 865.0007 | 2071.625
QLD1 | Hydro | 152.4 | 152.4 | 152.4 | 152.4 | 152.4 | 152.4 | 152.4 | 152.4 | 152.4 | 152.4 | 152.4 | 152.4 | 152.4 | 66 | 66 | 66 | 66 | 66 | 0 | 0 | 0 | 0 | 0 | 0 | 0
QLD1 | Hydrogen Turbine | 0 | 0 | 0 | 0 | 0 | 0 | 0 | 0 | 0 | 0 | 0 | 0 | 0 | 0 | 0 | 0 | 0 | 0 | 0 | 0 | 0 | 0 | 0 | 0 | 0
QLD1 | Wind | 1551.408 | 5204.6229 | 6232.1103 | 8256.394 | 9421.5682 | 11979.9881 | 11979.9881 | 11979.9887 | 14486.1958 | 18381.494 | 19807.4883 | 19807.4883 | 20054.0928 | 21457.4866 | 22027.3792 | 22027.3792 | 22027.3792 | 22027.3794 | 22027.3797 | 22230.5888 | 21777.6987 | 23085.2303 | 23328.0375 | 24753.4786 | 24790.9044
QLD1 | Solar PV | 4013.785 | 4013.785 | 4013.785 | 4013.785 | 4013.7866 | 4040.3958 | 4040.3958 | 5677.6254 | 6724.694 | 8633.5936 | 9490.7456 | 9490.7456 | 10376.5868 | 12393.89 | 13929.5174 | 14762.784 | 17464.6482 | 17799.1993 | 21351.599 | 22737.4031 | 22536.3031 | 23836.6996 | 26132.2071 | 25399.3071 | 25472.3213
QLD1 | Grid Battery | 622 | 772.0002 | 772.0006 | 772.0011 | 772.0011 | 772.0011 | 772.0011 | 772.0011 | 772.0015 | 772.0088 | 1517.7908 | 1969.9985 | 1969.9985 | 1969.9985 | 1869.9985 | 2303.1818 | 2447.0241 | 2859.7931 | 4473.0703 | 4964.9948 | 4550.9948 | 4550.9946 | 4548.9944 | 4548.9935 | 4548.9941
QLD1 | PHES | 570 | 820 | 820 | 820 | 1046.788 | 1046.788 | 3044.788 | 3044.788 | 3044.788 | 3044.7888 | 3044.79 | 3100.8091 | 3100.8092 | 3279.1067 | 3279.1067 | 3299.2373 | 3299.2374 | 3299.2375 | 3299.2375 | 3299.2385 | 3299.2385 | 3299.2412 | 3299.2446 | 3299.2446 | 3299.2568
QLD1 | VPP | 85.4 | 183.3 | 289.4 | 430.3 | 601.6 | 901.9 | 1154.9 | 1405.7 | 1672.4 | 1957.3 | 2252.7 | 2586 | 2860.3999 | 3156.6001 | 3480 | 3762.7 | 4050.5 | 4334.7002 | 4623.1001 | 4912.6001 | 5213.1001 | 5527.5 | 5813.5 | 6104.1001 | 6400.8999
Total |  | 18673.393 | 22824.5081 | 23958.0959 | 24778.2801 | 25976.5439 | 28301.873 | 29292.873 | 30900.9033 | 33640.8795 | 37666.4854 | 39277.8152 | 40119.3422 | 41141.1878 | 44949.9826 | 47278.9025 | 48703.7829 | 51837.2896 | 52868.8101 | 58256.8872 | 60627.3259 | 59859.8359 | 62137.6664 | 64166.9843 | 65150.1246 | 66764.0016
Region | Technology | 2024-25 | 2025-26 | 2026-27 | 2027-28 | 2028-29 | 2029-30 | 2030-31 | 2031-32 | 2032-33 | 2033-34 | 2034-35 | 2035-36 | 2036-37 | 2037-38 | 2038-39 | 2039-40 | 2040-41 | 2041-42 | 2042-43 | 2043-44 | 2044-45 | 2045-46 | 2046-47 | 2047-48 | 2048-49
VIC1 | Black Coal | 0 | 0 | 0 | 0 | 0 | 0 | 0 | 0 | 0 | 0 | 0 | 0 | 0 | 0 | 0 | 0 | 0 | 0 | 0 | 0 | 0 | 0 | 0 | 0 | 0
VIC1 | Brown Coal | 4835 | 4835 | 4835 | 4255 | 2805 | 2805 | 2805 | 2225 | 2225 | 0 | 0 | 0 | 0 | 0 | 0 | 0 | 0 | 0 | 0 | 0 | 0 | 0 | 0 | 0 | 0
VIC1 | CCGT | 0 | 0 | 0 | 0 | 0 | 0 | 0 | 0 | 0 | 0 | 0 | 0 | 0 | 0 | 0 | 0 | 0 | 0 | 0 | 0 | 0 | 0 | 0 | 0 | 0
VIC1 | Gas - Steam | 500 | 500 | 500 | 500 | 500 | 500 | 500 | 500 | 500 | 500 | 500 | 500 | 500 | 500 | 500 | 0 | 0 | 0 | 0 | 0 | 0 | 0 | 0 | 0 | 0
VIC1 | OCGT / Diesel | 1900 | 1900 | 1900 | 1900 | 1900 | 1900 | 1900 | 1900.0001 | 1900.0001 | 1730.0003 | 1730.0005 | 2808.3401 | 2808.3401 | 2808.3401 | 2808.3401 | 2368.3401 | 2368.3401 | 2405.1163 | 2311.1163 | 2566.1152 | 3898.147 | 3898.147 | 3898.147 | 3314.147 | 3314.147
VIC1 | Hydro | 2279.02 | 2279.02 | 2279.02 | 2279.02 | 2279.02 | 2279.02 | 2279.02 | 2279.02 | 2279.02 | 2279.02 | 2279.02 | 2279.02 | 2279.02 | 2279.02 | 2279.02 | 2279.02 | 2279.02 | 2279.02 | 2279.02 | 2279.02 | 2279.02 | 2279.02 | 2279.02 | 2279.02 | 2279.02
VIC1 | Hydrogen Turbine | 0 | 0 | 0 | 0 | 0 | 0 | 0 | 0 | 0 | 0 | 0 | 0 | 0 | 0 | 0 | 0 | 0 | 0 | 0 | 0 | 0 | 0 | 0 | 0 | 0
VIC1 | Wind | 4416.36 | 5047.4243 | 5803.8249 | 6825.7223 | 8397.2071 | 9485.6889 | 10485.6883 | 11485.6883 | 12152.689 | 13605.7913 | 14080.7913 | 15080.7912 | 16080.7911 | 17013.5913 | 17593.5913 | 18593.5913 | 18305.2913 | 18305.2914 | 18254.7414 | 17930.9414 | 17618.9414 | 16755.3814 | 16755.3814 | 16515.3821 | 18274.6561
VIC1 | Solar PV | 1208.073 | 1473.6541 | 1473.6542 | 1473.6542 | 1473.6555 | 1473.6555 | 1473.6556 | 1473.6556 | 1473.6559 | 2618.1287 | 2618.1287 | 2618.1287 | 2618.1287 | 2788.6059 | 2990.5743 | 4261.6328 | 4261.6333 | 6164.3502 | 6164.3502 | 7779.1596 | 7668.6796 | 7637.5766 | 7811.2307 | 7811.2307 | 8782.4975
VIC1 | Grid Battery | 580.33 | 1050.3308 | 1400.3315 | 1400.332 | 1400.332 | 1400.332 | 1400.3321 | 1702.4322 | 1986.6318 | 2122.7959 | 3260.1083 | 3260.1083 | 3260.1083 | 3260.1083 | 3255.1083 | 3255.1083 | 3255.1083 | 2955.1084 | 2955.1085 | 2755.1085 | 2755.1085 | 2755.1076 | 2755.1072 | 2755.1068 | 2755.1068
VIC1 | PHES | 0 | 0 | 0 | 0 | 574.1679 | 574.1679 | 574.1679 | 574.1679 | 574.1682 | 700.0043 | 886.5917 | 886.5917 | 886.5917 | 886.5917 | 886.5917 | 886.5917 | 886.5917 | 886.5917 | 886.5917 | 886.5917 | 886.5917 | 886.5917 | 886.5917 | 886.5917 | 886.5917
VIC1 | VPP | 120.4 | 225.6 | 352.1 | 506.9 | 670.6 | 931.2 | 1145.5 | 1363.4 | 1599.2 | 1857.2 | 2153.3 | 2481.1001 | 2780.6001 | 3104.3999 | 3440.5 | 3737.3999 | 4039.2 | 4341.7998 | 4654.3999 | 4975.1001 | 5324.2002 | 5691.1001 | 6026.6001 | 6368.2998 | 6712
Total |  | 15839.183 | 17311.0291 | 18543.9306 | 19140.6285 | 19999.9826 | 21349.0645 | 22563.3639 | 23503.364 | 24690.365 | 25412.9404 | 27507.9404 | 29914.08 | 31213.5799 | 32640.6571 | 33753.7256 | 35381.6841 | 35395.1846 | 37337.2777 | 37505.3279 | 39172.0365 | 40430.6884 | 39902.9245 | 40412.078 | 39929.778 | 43004.0192
Region | Technology | 2024-25 | 2025-26 | 2026-27 | 2027-28 | 2028-29 | 2029-30 | 2030-31 | 2031-32 | 2032-33 | 2033-34 | 2034-35 | 2035-36 | 2036-37 | 2037-38 | 2038-39 | 2039-40 | 2040-41 | 2041-42 | 2042-43 | 2043-44 | 2044-45 | 2045-46 | 2046-47 | 2047-48 | 2048-49
SA1 | Black Coal | 0 | 0 | 0 | 0 | 0 | 0 | 0 | 0 | 0 | 0 | 0 | 0 | 0 | 0 | 0 | 0 | 0 | 0 | 0 | 0 | 0 | 0 | 0 | 0 | 0
SA1 | Brown Coal | 0 | 0 | 0 | 0 | 0 | 0 | 0 | 0 | 0 | 0 | 0 | 0 | 0 | 0 | 0 | 0 | 0 | 0 | 0 | 0 | 0 | 0 | 0 | 0 | 0
SA1 | CCGT | 709 | 709 | 709 | 529 | 529 | 529 | 529 | 529 | 529 | 529 | 529 | 529 | 529 | 0 | 0 | 0 | 0 | 0 | 0 | 0 | 0 | 0 | 0 | 0 | 0
SA1 | Gas - Steam | 800 | 800 | 0 | 0 | 0 | 0 | 0 | 0 | 0 | 0 | 0 | 0 | 0 | 0 | 0 | 0 | 0 | 0 | 0 | 0 | 0 | 0 | 0 | 0 | 0
SA1 | OCGT / Diesel | 1583.86 | 1583.86 | 1583.86 | 1583.86 | 1583.86 | 1583.86 | 1201.36 | 1201.3601 | 924.5001 | 924.5003 | 924.5005 | 844.5034 | 844.5034 | 844.5034 | 844.5034 | 844.5034 | 844.5034 | 844.5034 | 844.5034 | 1098.7017 | 888.7017 | 765.5017 | 611.5017 | 611.5017 | 611.5017
SA1 | Hydro | 0 | 0 | 0 | 0 | 0 | 0 | 0 | 0 | 0 | 0 | 0 | 0 | 0 | 0 | 0 | 0 | 0 | 0 | 0 | 0 | 0 | 0 | 0 | 0 | 0
SA1 | Hydrogen Turbine | 0 | 0 | 0 | 0 | 0 | 0 | 0 | 0 | 0 | 0 | 0 | 0 | 0 | 0 | 0 | 0 | 0 | 0 | 0 | 0 | 0 | 0 | 0 | 0 | 0
SA1 | Wind | 2762.21 | 2762.21 | 3604.4221 | 3742.351 | 4342.4359 | 5000.2641 | 4934.2641 | 4934.2641 | 4934.2645 | 5439.5756 | 5439.5756 | 5171.6756 | 4986.8756 | 5069.1497 | 5718.148 | 5461.7635 | 5422.7635 | 5422.7636 | 5422.7654 | 5208.9054 | 5208.9054 | 4865.7055 | 5755.4275 | 6438.8751 | 6986.4139
SA1 | Solar PV | 699.62 | 1056.6208 | 1056.621 | 1234.4041 | 1509.5503 | 1509.5503 | 1509.5503 | 1503.4303 | 1503.4304 | 1714.4429 | 1714.4429 | 1714.4429 | 1714.4429 | 2913.1648 | 3034.0265 | 3628.5219 | 3940.0873 | 5764.2968 | 5764.2968 | 6979.9551 | 6709.9551 | 6702.5751 | 7397.7333 | 7318.5333 | 7428.8397
SA1 | Grid Battery | 530.07 | 811.0702 | 811.0706 | 811.071 | 811.071 | 811.071 | 781.071 | 781.0714 | 781.0744 | 1008.2842 | 983.2842 | 1012.7402 | 1012.7403 | 1196.913 | 1196.9131 | 1196.9135 | 1200.552 | 2175.2292 | 2175.2292 | 2370.5318 | 2089.5319 | 2079.5316 | 2079.5312 | 2079.5309 | 2028.7309
SA1 | PHES | 0 | 0 | 0 | 0 | 0 | 0 | 0 | 0 | 0 | 0 | 0 | 0 | 0 | 0 | 0 | 0 | 0 | 0 | 0 | 0 | 0 | 0 | 0 | 0 | 0
SA1 | VPP | 96.4 | 139.1 | 187.1 | 246.5 | 313.2 | 425.8 | 522.4 | 617.3 | 718.7 | 826 | 945 | 1065.3 | 1171.5 | 1289.6 | 1420.8 | 1534.1 | 1642.8 | 1746.4 | 1852.3 | 1956.6 | 2068 | 2180.3 | 2280.8999 | 2381.2 | 2481.8
Total |  | 7181.16 | 7861.8609 | 7952.0736 | 8147.1861 | 9089.1171 | 9859.5453 | 9477.6454 | 9566.4259 | 9390.9694 | 10441.803 | 10535.8032 | 10337.6623 | 10259.0622 | 11313.331 | 12214.391 | 12665.8022 | 13050.7062 | 15953.193 | 16059.0948 | 17614.694 | 16965.0941 | 16593.614 | 18125.0936 | 18829.641 | 19537.2862
Region | Technology | 2024-25 | 2025-26 | 2026-27 | 2027-28 | 2028-29 | 2029-30 | 2030-31 | 2031-32 | 2032-33 | 2033-34 | 2034-35 | 2035-36 | 2036-37 | 2037-38 | 2038-39 | 2039-40 | 2040-41 | 2041-42 | 2042-43 | 2043-44 | 2044-45 | 2045-46 | 2046-47 | 2047-48 | 2048-49
TAS1 | Black Coal | 0 | 0 | 0 | 0 | 0 | 0 | 0 | 0 | 0 | 0 | 0 | 0 | 0 | 0 | 0 | 0 | 0 | 0 | 0 | 0 | 0 | 0 | 0 | 0 | 0
TAS1 | Brown Coal | 0 | 0 | 0 | 0 | 0 | 0 | 0 | 0 | 0 | 0 | 0 | 0 | 0 | 0 | 0 | 0 | 0 | 0 | 0 | 0 | 0 | 0 | 0 | 0 | 0
TAS1 | CCGT | 208 | 208 | 208 | 208 | 208 | 208 | 208 | 208 | 208 | 208 | 208 | 208 | 208 | 208 | 208 | 208 | 208 | 208 | 208 | 208 | 208 | 208 | 208 | 208 | 208
TAS1 | Gas - Steam | 0 | 0 | 0 | 0 | 0 | 0 | 0 | 0 | 0 | 0 | 0 | 0 | 0 | 0 | 0 | 0 | 0 | 0 | 0 | 0 | 0 | 0 | 0 | 0 | 0
TAS1 | OCGT / Diesel | 178 | 178 | 178 | 178 | 178 | 178 | 178 | 178.0001 | 178.0001 | 178.0001 | 178.0003 | 178.0004 | 178.0004 | 178.0004 | 178.0004 | 178.0004 | 58.0004 | 58.0014 | 58.0014 | 58.0014 | 58.0027 | 58.0027 | 58.0027 | 58.0027 | 58.0027
TAS1 | Hydro | 2551 | 2551 | 2551 | 2551 | 2551 | 2551 | 2551 | 2551 | 2551 | 2551 | 2551 | 2551 | 2551 | 2551 | 2551 | 2551 | 2551 | 2551 | 2551 | 2551 | 2551 | 2551 | 2551 | 2551 | 2551
TAS1 | Hydrogen Turbine | 0 | 0 | 0 | 0 | 0 | 0 | 0 | 0 | 0 | 0 | 0 | 0 | 0 | 0 | 0 | 0 | 0 | 0 | 0 | 0 | 0 | 0 | 0 | 0 | 0
TAS1 | Wind | 563.35 | 563.354 | 871.4599 | 1198.3142 | 1512.0017 | 1810.8342 | 2049.8998 | 2049.8998 | 2461.4523 | 2906.1194 | 2906.1194 | 2906.1194 | 3337.7723 | 3337.7724 | 3722.1179 | 3722.1209 | 3831.4112 | 3831.4112 | 3831.4112 | 3831.4113 | 3687.4114 | 3687.4115 | 3687.4115 | 3687.4115 | 3687.4116
TAS1 | Solar PV | 0 | 0 | 0 | 0 | 0 | 0 | 0 | 0.00023277 | 0.00045861 | 0.00046007 | 0.00046035 | 398.0915 | 398.0916 | 398.0917 | 398.0917 | 398.092 | 398.0921 | 398.0923 | 398.0923 | 398.0924 | 398.0924 | 398.0924 | 398.0927 | 398.0927 | 398.0935
TAS1 | Grid Battery | 0 | 0.00011569 | 0.0001328 | 0.00026864 | 0.00028447 | 0.00032515 | 0.00046365 | 0.00084389 | 0.0011234 | 0.0012992 | 0.0013286 | 0.0016381 | 0.0016503 | 0.0018446 | 0.0018518 | 0.0018852 | 0.0024038 | 0.0027583 | 0.0028184 | 0.0033371 | 0.0037238 | 0.0035567 | 0.0036003 | 0.0035573 | 0.0039624
TAS1 | PHES | 0 | 0 | 0 | 0 | 0.00075686 | 0.00083316 | 0.0023426 | 0.0028699 | 1.0001 | 22.2427 | 58.9194 | 196.2035 | 421.2941 | 516.2238 | 516.2238 | 516.2239 | 516.224 | 760.0281 | 760.0281 | 760.0284 | 760.0284 | 760.0284 | 760.0284 | 760.0284 | 760.0284
TAS1 | VPP | 3 | 6.3 | 11.2 | 18 | 27 | 41.4 | 54.6 | 69.4 | 86.2 | 105.1 | 126.2 | 149.7 | 172.6 | 198.2 | 227.3 | 254.5 | 279.6 | 305.3 | 332.2 | 359.8 | 389.3 | 419.8 | 448.3 | 477.5 | 507.2
Total |  | 3503.35 | 3506.6541 | 3819.66 | 4153.3145 | 4476.0028 | 4789.2353 | 5041.5026 | 5056.3038 | 5485.6541 | 5970.464 | 6028.2408 | 6587.1165 | 7266.7601 | 7387.2902 | 7800.7358 | 7827.9391 | 7842.3302 | 8111.8357 | 8138.7358 | 8166.3368 | 8051.8387 | 8082.3385 | 8110.8389 | 8140.0388 | 8169.7403
Explicitly modelled pumping
Region | Technology | 2024-25 | 2025-26 | 2026-27 | 2027-28 | 2028-29 | 2029-30 | 2030-31 | 2031-32 | 2032-33 | 2033-34 | 2034-35 | 2035-36 | 2036-37 | 2037-38 | 2038-39 | 2039-40 | 2040-41 | 2041-42 | 2042-43 | 2043-44 | 2044-45 | 2045-46 | 2046-47 | 2047-48 | 2048-49
NEM | Grid Battery Pump | 2317.4 | 4278.4026 | 4628.4056 | 4953.4068 | 4953.4068 | 5434.099 | 5404.0992 | 5706.2013 | 5990.4081 | 6430.0137 | 8288.1082 | 8769.7722 | 8924.4828 | 10429.2453 | 10324.2454 | 11980.9202 | 12128.4047 | 13341.289 | 16069.7209 | 16768.4495 | 16073.45 | 16063.4471 | 16061.4442 | 15736.4432 | 15685.6444
NEM | PHES Pump | 1310 | 1560 | 1560 | 1560 | 3259.5087 | 5595.2647 | 7593.2662 | 7593.2668 | 7594.2643 | 7741.3438 | 7964.609 | 8157.9123 | 8383.0031 | 8656.2308 | 8656.2308 | 8676.3614 | 8676.3617 | 8920.1659 | 8920.1661 | 8920.1676 | 8920.1677 | 8920.1705 | 8920.1738 | 8920.1739 | 8920.1861
NEM | VPP Pump | 465.39 | 865.09 | 1338.81 | 1937.09 | 2620.4099 | 3743.7901 | 4673.6 | 5606.7 | 6613 | 7696.0901 | 8891.7099 | 10188.0002 | 11325.3999 | 12553.6999 | 13871.8101 | 15003.4998 | 16133 | 17247.2003 | 18392.8899 | 19547.2 | 20775.4001 | 22044.5002 | 23192.4899 | 24355.9998 | 25520
Region | Technology | 2024-25 | 2025-26 | 2026-27 | 2027-28 | 2028-29 | 2029-30 | 2030-31 | 2031-32 | 2032-33 | 2033-34 | 2034-35 | 2035-36 | 2036-37 | 2037-38 | 2038-39 | 2039-40 | 2040-41 | 2041-42 | 2042-43 | 2043-44 | 2044-45 | 2045-46 | 2046-47 | 2047-48 | 2048-49
NSW1 | Grid Battery Pump | 585 | 1645.0013 | 1645.0028 | 1970.0024 | 1970.0024 | 2450.6945 | 2450.6945 | 2450.6958 | 2450.6992 | 2526.9235 | 2526.9235 | 2526.9235 | 2681.6341 | 4002.2237 | 4002.2237 | 5225.7148 | 5225.7179 | 5351.1556 | 6466.3102 | 6677.811 | 6677.8111 | 6677.8097 | 6677.8078 | 6352.8085 | 6352.8086
NSW1 | PHES Pump | 840 | 840 | 840 | 840 | 1738.552 | 4074.3079 | 4074.3079 | 4074.3079 | 4074.3079 | 4074.308 | 4074.308 | 4074.308 | 4074.3082 | 4074.3085 | 4074.3085 | 4074.3086 | 4074.3086 | 4074.3087 | 4074.3088 | 4074.309 | 4074.309 | 4074.3091 | 4074.3091 | 4074.3091 | 4074.3091
NSW1 | VPP Pump | 160.19 | 310.79 | 499.01 | 735.39 | 1008.01 | 1443.49 | 1796.2 | 2150.9 | 2536.5 | 2950.4901 | 3414.5099 | 3905.9001 | 4340.2999 | 4804.9 | 5303.2101 | 5714.7999 | 6120.8999 | 6519.0002 | 6930.8898 | 7343.0999 | 7780.7999 | 8225.8001 | 8623.1899 | 9024.8999 | 9418.1001
Region | Technology | 2024-25 | 2025-26 | 2026-27 | 2027-28 | 2028-29 | 2029-30 | 2030-31 | 2031-32 | 2032-33 | 2033-34 | 2034-35 | 2035-36 | 2036-37 | 2037-38 | 2038-39 | 2039-40 | 2040-41 | 2041-42 | 2042-43 | 2043-44 | 2044-45 | 2045-46 | 2046-47 | 2047-48 | 2048-49
QLD1 | Grid Battery Pump | 622 | 772.0002 | 772.0006 | 772.0011 | 772.0011 | 772.0011 | 772.0011 | 772.0011 | 772.0015 | 772.0088 | 1517.7908 | 1969.9985 | 1969.9985 | 1969.9985 | 1869.9985 | 2303.1818 | 2447.0241 | 2859.7931 | 4473.0703 | 4964.9948 | 4550.9948 | 4550.9946 | 4548.9944 | 4548.9935 | 4548.9941
QLD1 | PHES Pump | 470 | 720 | 720 | 720 | 946.788 | 946.788 | 2944.788 | 2944.788 | 2944.788 | 2944.7888 | 2944.79 | 3000.8091 | 3000.8092 | 3179.1067 | 3179.1067 | 3199.2373 | 3199.2374 | 3199.2375 | 3199.2375 | 3199.2385 | 3199.2385 | 3199.2412 | 3199.2446 | 3199.2446 | 3199.2568
QLD1 | VPP Pump | 85.4 | 183.3 | 289.4 | 430.3 | 601.6 | 901.9 | 1154.9 | 1405.7 | 1672.4 | 1957.3 | 2252.7 | 2586 | 2860.3999 | 3156.6001 | 3480 | 3762.7 | 4050.5 | 4334.7002 | 4623.1001 | 4912.6001 | 5213.1001 | 5527.5 | 5813.5 | 6104.1001 | 6400.8999
Region | Technology | 2024-25 | 2025-26 | 2026-27 | 2027-28 | 2028-29 | 2029-30 | 2030-31 | 2031-32 | 2032-33 | 2033-34 | 2034-35 | 2035-36 | 2036-37 | 2037-38 | 2038-39 | 2039-40 | 2040-41 | 2041-42 | 2042-43 | 2043-44 | 2044-45 | 2045-46 | 2046-47 | 2047-48 | 2048-49
VIC1 | Grid Battery Pump | 580.33 | 1050.3308 | 1400.3315 | 1400.332 | 1400.332 | 1400.332 | 1400.3321 | 1702.4322 | 1986.6318 | 2122.7959 | 3260.1083 | 3260.1083 | 3260.1083 | 3260.1083 | 3255.1083 | 3255.1083 | 3255.1083 | 2955.1084 | 2955.1085 | 2755.1085 | 2755.1085 | 2755.1076 | 2755.1072 | 2755.1068 | 2755.1068
VIC1 | PHES Pump | 0 | 0 | 0 | 0 | 574.1679 | 574.1679 | 574.1679 | 574.1679 | 574.1682 | 700.0043 | 886.5917 | 886.5917 | 886.5917 | 886.5917 | 886.5917 | 886.5917 | 886.5917 | 886.5917 | 886.5917 | 886.5917 | 886.5917 | 886.5917 | 886.5917 | 886.5917 | 886.5917
VIC1 | VPP Pump | 120.4 | 225.6 | 352.1 | 506.9 | 670.6 | 931.2 | 1145.5 | 1363.4 | 1599.2 | 1857.2 | 2153.3 | 2481.1001 | 2780.6001 | 3104.3999 | 3440.5 | 3737.3999 | 4039.2 | 4341.7998 | 4654.3999 | 4975.1001 | 5324.2002 | 5691.1001 | 6026.6001 | 6368.2998 | 6712
Region | Technology | 2024-25 | 2025-26 | 2026-27 | 2027-28 | 2028-29 | 2029-30 | 2030-31 | 2031-32 | 2032-33 | 2033-34 | 2034-35 | 2035-36 | 2036-37 | 2037-38 | 2038-39 | 2039-40 | 2040-41 | 2041-42 | 2042-43 | 2043-44 | 2044-45 | 2045-46 | 2046-47 | 2047-48 | 2048-49
SA1 | Grid Battery Pump | 530.07 | 811.0702 | 811.0706 | 811.071 | 811.071 | 811.071 | 781.071 | 781.0714 | 781.0744 | 1008.2842 | 983.2842 | 1012.7402 | 1012.7403 | 1196.913 | 1196.9131 | 1196.9135 | 1200.552 | 2175.2292 | 2175.2292 | 2370.5318 | 2089.5319 | 2079.5316 | 2079.5312 | 2079.5309 | 2028.7309
SA1 | PHES Pump | 0 | 0 | 0 | 0 | 0 | 0 | 0 | 0 | 0 | 0 | 0 | 0 | 0 | 0 | 0 | 0 | 0 | 0 | 0 | 0 | 0 | 0 | 0 | 0 | 0
SA1 | VPP Pump | 96.4 | 139.1 | 187.1 | 246.5 | 313.2 | 425.8 | 522.4 | 617.3 | 718.7 | 826 | 945 | 1065.3 | 1171.5 | 1289.6 | 1420.8 | 1534.1 | 1642.8 | 1746.4 | 1852.3 | 1956.6 | 2068 | 2180.3 | 2280.8999 | 2381.2 | 2481.8
Region | Technology | 2024-25 | 2025-26 | 2026-27 | 2027-28 | 2028-29 | 2029-30 | 2030-31 | 2031-32 | 2032-33 | 2033-34 | 2034-35 | 2035-36 | 2036-37 | 2037-38 | 2038-39 | 2039-40 | 2040-41 | 2041-42 | 2042-43 | 2043-44 | 2044-45 | 2045-46 | 2046-47 | 2047-48 | 2048-49
TAS1 | Grid Battery Pump | 0 | 0.00011569 | 0.0001328 | 0.00026864 | 0.00028447 | 0.00032515 | 0.00046365 | 0.00084389 | 0.0011234 | 0.0012992 | 0.0013286 | 0.0016381 | 0.0016503 | 0.0018446 | 0.0018518 | 0.0018852 | 0.0024038 | 0.0027583 | 0.0028184 | 0.0033371 | 0.0037238 | 0.0035567 | 0.0036003 | 0.0035573 | 0.0039624
TAS1 | PHES Pump | 0 | 0 | 0 | 0 | 0.00075686 | 0.00083316 | 0.0023426 | 0.0028699 | 1.0001 | 22.2427 | 58.9194 | 196.2035 | 421.2941 | 516.2238 | 516.2238 | 516.2239 | 516.224 | 760.0281 | 760.0281 | 760.0284 | 760.0284 | 760.0284 | 760.0284 | 760.0284 | 760.0284
TAS1 | VPP Pump | 3 | 6.3 | 11.2 | 18 | 27 | 41.4 | 54.6 | 69.4 | 86.2 | 105.1 | 126.2 | 149.7 | 172.6 | 198.2 | 227.3 | 254.5 | 279.6 | 305.3 | 332.2 | 359.8 | 389.3 | 419.8 | 448.3 | 477.5 | 507.2

## O3C_REZ Generation
Annual sent-out generation by REZ (GWh) - O3C, Step Change Scenario
The REZ generation includes generation from the existing, committed and anticipated renewables mapped to the relevant REZs.
Explicitly modelled generation
Region | REZ | REZ Name | Technology | 2024-25 | 2025-26 | 2026-27 | 2027-28 | 2028-29 | 2029-30 | 2030-31 | 2031-32 | 2032-33 | 2033-34 | 2034-35 | 2035-36 | 2036-37 | 2037-38 | 2038-39 | 2039-40 | 2040-41 | 2041-42 | 2042-43 | 2043-44 | 2044-45 | 2045-46 | 2046-47 | 2047-48 | 2048-49
QLD | Q1 | Far North QLD | Solar | 0 | 8.5197e-05 | 8.2321e-05 | 0.00010106 | 0.00021618 | 0.00039715 | 0.00044998 | 0.00041547 | 0.00083092 | 0.00084238 | 0.00082752 | 0.00083418 | 0.0012344 | 0.0033529 | 0.0033997 | 0.0082327 | 0.0076582 | 0.008506 | 0.027766 | 0.026547 | 0.026321 | 0.030988 | 1550.0105 | 1568.2202 | 1586.5935
QLD | Q2 | North Qld Clean Energy Hub | Solar | 191.865 | 169.2487 | 156.1013 | 159.6006 | 158.6263 | 167.4562 | 197.1516 | 186.1675 | 562.6653 | 1403.1237 | 1423.8269 | 1416.0184 | 1807.0087 | 5083.0465 | 5167.227 | 4953.2482 | 4543.0672 | 5536.5912 | 6286.6133 | 6162.807 | 5905.4629 | 7650.9739 | 9411.1502 | 9448.0291 | 8764.635
QLD | Q3 | Northern Qld | Solar | 961.8736 | 870.9589 | 744.5561 | 758.5829 | 780.6303 | 837.4967 | 1078.8811 | 969.0324 | 999.723 | 944.6787 | 962.5117 | 972.8338 | 960.5069 | 855.2755 | 806.5296 | 781.0262 | 709.0247 | 799.6727 | 1447.5697 | 1194.8364 | 1154.9359 | 1147.724 | 1012.7241 | 878.8972 | 898.215
QLD | Q4 | Isaac | Solar | 1297.2108 | 1152.8965 | 1019.3812 | 1106.0573 | 1139.3885 | 1259.2111 | 1547.3214 | 1461.8991 | 1474.2921 | 1392.8263 | 1370.3676 | 1450.2149 | 1421.59 | 1266.427 | 1260.2552 | 1213.3065 | 1152.3529 | 1336.424 | 1300.0107 | 1209.9759 | 1163.1713 | 1142.5616 | 1065.0856 | 1098.9549 | 1147.4591
QLD | Q5 | Barcaldine | Solar | 29.054 | 25.4539 | 24.7888 | 25.8587 | 25.7713 | 71.7401 | 89.3906 | 138.5809 | 157.054 | 1033.8308 | 1017.5606 | 1057.8007 | 1270.685 | 1238.375 | 1182.5726 | 1232.557 | 1196.9161 | 1304.9262 | 1284.3477 | 1183.8782 | 1188.9312 | 1374.7363 | 1271.4586 | 1253.2906 | 1209.7528
QLD | Q6 | Fitzroy | Solar | 738.3435 | 673.2937 | 581.5976 | 616.2508 | 612.1175 | 680.9846 | 843.044 | 825.0394 | 808.1706 | 814.7172 | 808.5656 | 816.6661 | 814.0908 | 671.521 | 685.9817 | 657.6433 | 659.9047 | 688.5395 | 2167.0384 | 2850.9548 | 2772.115 | 3092.866 | 2683.8079 | 2883.5386 | 2758.2503
QLD | Q7 | Wide Bay | Solar | 1190.5473 | 1048.6022 | 899.4365 | 932.7254 | 885.3849 | 940.145 | 1231.3521 | 1191.7982 | 1141.9407 | 1102.8933 | 1115.9027 | 1118.1523 | 1148.3809 | 1066.8051 | 1019.1791 | 1014.2588 | 1002.9857 | 1077.0775 | 1074.6254 | 1074.958 | 1044.7794 | 1086.1006 | 977.7281 | 775.758 | 858.9713
QLD | Q8 | Darling Downs | Solar | 3211.686 | 2954.6439 | 2643.5274 | 2780.8771 | 2626.0099 | 2823.174 | 3436.3129 | 6824.2769 | 8382.4183 | 10606.1102 | 12657.7082 | 13121.3776 | 14223.2938 | 11741.2252 | 12005.708 | 13110.6329 | 13206.1495 | 13470.4863 | 13773.3196 | 15178.7318 | 15090.417 | 15157.9747 | 12805.7424 | 12542.2915 | 12326.8287
QLD | Q9 | Banana | Solar | 0 | 9.0648e-05 | 8.9191e-05 | 0.00011065 | 0.00015811 | 0.00048795 | 0.00055852 | 0.0037261 | 0.0036324 | 0.0035127 | 0.0035101 | 0.0035649 | 0.0060131 | 0.0048773 | 2730.6123 | 2812.0151 | 7470.702 | 7909.486 | 12385.948 | 12082.566 | 12037.998 | 12113.232 | 10534.793 | 11145.399 | 10636.15
NSW | N1 | North West NSW | Solar | 412.0774 | 362.7086 | 318.2781 | 286.8106 | 315.5622 | 360.0115 | 393.6319 | 399.0862 | 398.9639 | 385.796 | 357.6028 | 379.84 | 381.393 | 398.168 | 378.4104 | 342.1572 | 312.3496 | 334.7171 | 355.2044 | 343.4434 | 357.4845 | 373.7171 | 355.1967 | 347.9496 | 313.7225
NSW | N2 | New England | Solar | 1229.6904 | 1078.8923 | 972.7739 | 862.4693 | 886.9555 | 922.3763 | 1030.6353 | 1082.4266 | 1070.5161 | 1073.2121 | 979.8506 | 1029.0053 | 1034.0786 | 3122.2427 | 4999.7731 | 4280.6017 | 3672.208 | 3991.2989 | 4636.8137 | 4011.4229 | 4433.5748 | 4610.8805 | 4044.291 | 3823.4063 | 3627.5099
NSW | N3 | Central-West Orana | Solar | 2146.4021 | 2030.8218 | 2029.2814 | 1955.543 | 5582.4257 | 12518.7289 | 14069.9871 | 13790.0679 | 13717.8583 | 14187.8598 | 13549.0346 | 14466.1367 | 14413.988 | 15176.2446 | 15651.9331 | 16925.1445 | 15831.714 | 16222.1501 | 16424.5109 | 18402.8868 | 19642.156 | 19395.6996 | 19004.7618 | 19952.534 | 22642.26
NSW | N4 | Broken Hill | Solar | 29.6767 | 46.2219 | 93.0822 | 92.7263 | 95.7297 | 97.4545 | 101.1338 | 99.7159 | 107.0675 | 100.2264 | 96.0176 | 100.4327 | 101.424 | 103.1097 | 397.0034 | 326.4517 | 302.5889 | 325.8501 | 330.9975 | 417.1433 | 401.0465 | 445.7667 | 415.3578 | 393.46 | 365.4275
NSW | N5 | South West NSW | Solar | 751.1932 | 1014.1253 | 2692.3904 | 2558.7626 | 2750.8332 | 2879.2262 | 3124.5189 | 2955.5981 | 3273.8392 | 3079.0344 | 2795.8525 | 3014.4262 | 2981.8161 | 3025.6889 | 2562.5194 | 4069.792 | 3688.1217 | 4123.8819 | 4394.4685 | 5393.1954 | 5292.0999 | 6026.9614 | 6144.3556 | 5882.029 | 5499.5421
NSW | N6 | Wagga Wagga | Solar | 1297.6528 | 1011.2017 | 1392.6647 | 1344.7729 | 1284.2155 | 1371.8396 | 1500.1104 | 1411.8734 | 1523.5062 | 1478.5606 | 1353.6939 | 1463.0206 | 1443.3499 | 1331.5037 | 1842.0372 | 2292.0412 | 1947.2135 | 2758.9732 | 2906.6306 | 2466.597 | 2658.2129 | 2958.3516 | 2653.1087 | 2597.9852 | 2401.5561
NSW | N7 | Tumut | Solar | 0 | 0 | 0 | 0 | 0 | 0 | 0 | 0 | 0 | 0 | 0 | 0 | 0 | 0 | 0 | 0 | 0 | 0 | 0 | 0 | 0 | 0 | 0 | 0 | 0
NSW | N8 | Cooma-Monaro | Solar | 0 | 0 | 0 | 0 | 0 | 0 | 0 | 0 | 0 | 0 | 0 | 0 | 0 | 0 | 0 | 0 | 0 | 0 | 0 | 0 | 0 | 0 | 0 | 0 | 0
NSW | N9 | Hunter-Central Coast | Solar | 0 | 0.0022072 | 0.0021157 | 1091.8888 | 893.0857 | 896.5998 | 1008.3627 | 1031.8568 | 994.4629 | 1067.5575 | 1002.8749 | 1072.6521 | 1066.3562 | 932.6326 | 958.7182 | 3019.5771 | 6906.234 | 6845.5273 | 7466.6997 | 7011.2544 | 7653.4224 | 7564.421 | 6345.604 | 6516.4404 | 6875.937
VIC | V1 | Ovens Murray | Solar | 0 | 0.00051546 | 0.00051635 | 0.00050317 | 0.00088944 | 0.00087406 | 0.00090879 | 0.00083185 | 0.0010317 | 0.0094239 | 0.0091098 | 0.0093682 | 0.0093893 | 0.0093501 | 0.00901 | 768.9911 | 695.4235 | 1323.3378 | 1339.0181 | 1286.2849 | 1373.9657 | 1396.3945 | 1300.3202 | 1334.8033 | 1374.4136
VIC | V2 | Murray River | Solar | 1320.9329 | 1178.155 | 1180.8634 | 1112.1955 | 1245.9767 | 1334.2928 | 1339.6525 | 1366.9521 | 1471.8314 | 3863.1853 | 3695.8994 | 3790.5662 | 3874.3539 | 3821.8813 | 4285.7526 | 5022.5791 | 4732.5627 | 5215.8303 | 5248.4886 | 5193.0928 | 5495.7301 | 5684.1638 | 5424.631 | 5641.0124 | 5396.7748
VIC | V3 | Western Victoria | Solar | 0 | 0.00023431 | 0.00023725 | 0.00029148 | 0.00026899 | 0.00028269 | 0.000276 | 0.00026638 | 0.00034132 | 0.00069213 | 0.00065585 | 0.0006779 | 0.00068904 | 0.00057158 | 0.00061733 | 0.0014513 | 0.0016161 | 0.0047972 | 0.0049597 | 585.1385 | 630.7324 | 649.9234 | 544.5952 | 601.3862 | 563.2716
VIC | V4 | South West Victoria | Solar | 0 | 0 | 0 | 0 | 0 | 0 | 0 | 0 | 0 | 0 | 0 | 0 | 0 | 0 | 0 | 0 | 0 | 0 | 0 | 0 | 0 | 0 | 0 | 0 | 0
VIC | V5 | Gippsland | Solar | 0 | 0.00021966 | 0.00021624 | 0.00021802 | 0.00029496 | 0.00029087 | 0.00029887 | 0.00029123 | 0.00032144 | 0.00060806 | 0.00060865 | 0.00060344 | 0.00060101 | 0.00062777 | 0.00067286 | 0.0019363 | 0.0018267 | 0.0051985 | 0.0054392 | 722.0085 | 754.7532 | 761.095 | 672.801 | 694.1461 | 686.9834
VIC | V6 | Central North VIC | Solar | 849.4611 | 722.0476 | 735.5634 | 689.6651 | 776.3655 | 770.5023 | 766.6356 | 764.842 | 839.0076 | 824.0643 | 745.3124 | 782.2911 | 785.2912 | 759.468 | 759.9259 | 778.4728 | 742.1759 | 2437.1628 | 2493.8712 | 2593.3463 | 2667.7433 | 2713.7895 | 2566.1723 | 2659.8381 | 2637.1579
SA | S1 | South East SA | Solar | 278.1774 | 250.9635 | 232.2388 | 230.6693 | 233.355 | 232.1803 | 236.6263 | 228.4353 | 245.539 | 250.8194 | 233.1226 | 227.3994 | 245.3859 | 233.5114 | 237.6189 | 210.0205 | 192.8134 | 220.0953 | 223.2356 | 208.3526 | 208.1736 | 220.0873 | 197.4997 | 193.1409 | 182.2583
SA | S2 | Riverland | Solar | 39.3211 | 42.4847 | 39.8263 | 40.9243 | 35.6582 | 36.2563 | 39.7139 | 27.8455 | 29.7137 | 31.1516 | 30.3115 | 29.2982 | 32.1346 | 1207.4091 | 1317.5121 | 1629.4185 | 1658.4289 | 2735.0183 | 2756.816 | 2847.9218 | 2861.3812 | 3035.1062 | 2491.623 | 2340.601 | 2188.8909
SA | S3 | Mid-North SA | Solar | 0 | 0.00015756 | 0.00017829 | 0.00047725 | 0.00044574 | 0.00045285 | 0.00045919 | 0.00044617 | 0.00049639 | 0.00084679 | 0.00081506 | 0.00079876 | 0.00083809 | 0.0015844 | 0.0015829 | 0.0024166 | 0.003279 | 0.0065418 | 0.0065436 | 0.093551 | 0.089754 | 0.093207 | 0.083124 | 0.08794 | 0.088758
SA | S4 | Yorke Peninsula | Solar | 0 | 0 | 0 | 0 | 0 | 0 | 0 | 0 | 0 | 0 | 0 | 0 | 0 | 0 | 0 | 0 | 0 | 0 | 0 | 0 | 0 | 0 | 0 | 0 | 0
SA | S5 | Northern SA | Solar | 690.7035 | 633.9336 | 588.9231 | 584.531 | 618.1091 | 573.8954 | 591.3244 | 585.6538 | 619.0481 | 595.4876 | 581.9217 | 574.4654 | 612.7559 | 621.1722 | 566.5039 | 505.7993 | 487.3368 | 2016.4306 | 2041.7491 | 3251.1664 | 2863.8424 | 3058.7519 | 2630.8564 | 2356.0413 | 2194.8015
SA | S6 | Leigh Creek | Solar | 0 | 0.00017526 | 0.00025745 | 0.00074035 | 135.9645 | 131.3571 | 138.0026 | 136.1886 | 142.5127 | 174.695 | 178.0268 | 178.3408 | 191.8509 | 736.9724 | 687.1486 | 777.7047 | 821.6645 | 878.3549 | 854.8719 | 1008.0502 | 997.3664 | 1055.1422 | 1880.8477 | 1750.8629 | 1868.234
SA | S7 | Roxby Downs | Solar | 0 | 0.00034412 | 0.00033941 | 345.4453 | 675.922 | 640.5463 | 677.228 | 664.9996 | 696.0884 | 1015.3337 | 1036.0425 | 1022.6072 | 1101.4993 | 1194.2703 | 1092.789 | 1020.6829 | 981.4888 | 1035.0603 | 1034.2522 | 1093.4869 | 1066.2593 | 1126.9131 | 1048.939 | 955.9876 | 917.4146
SA | S8 | Eastern Eyre Peninsula | Solar | 0 | 0.00013084 | 0.0001253 | 0.00026577 | 0.00024515 | 0.00025721 | 0.00026347 | 0.00025004 | 0.00029503 | 0.00045309 | 0.00045 | 0.00042731 | 0.00045545 | 0.00050854 | 0.00066518 | 0.0010501 | 0.0010979 | 0.0014308 | 0.0014498 | 0.0020798 | 0.0019544 | 0.0020647 | 0.0020498 | 0.0022197 | 0.0023212
SA | S9 | Western Eyre Peninsula | Solar | 0 | 0.00016736 | 0.00022207 | 0.00061725 | 0.00069077 | 0.00070071 | 0.00072191 | 0.00070104 | 0.00075514 | 0.0015101 | 0.0014963 | 0.001439 | 0.0014979 | 0.0044095 | 0.0043839 | 111.1882 | 306.8075 | 468.802 | 482.1931 | 474.4842 | 448.1686 | 474.7865 | 422.5874 | 398.226 | 393.902
TAS | T1 | North East Tasmania | Solar | 0 | 4.3082e-05 | 4.7316e-05 | 4.9166e-05 | 5.303e-05 | 6.5107e-05 | 8.2985e-05 | 9.2382e-05 | 0.00012348 | 0.00013069 | 0.00012554 | 0.00012707 | 0.00015348 | 0.00021652 | 0.00021108 | 0.0003946 | 0.00037332 | 0.00051667 | 0.00054932 | 0.00062791 | 0.00063183 | 0.00061111 | 0.00066092 | 0.00065855 | 0.0011666
TAS | T2 | North West Tasmania | Solar | 0 | 3.3923e-05 | 0.0001026 | 9.9324e-05 | 8.0924e-05 | 9.0498e-05 | 9.5129e-05 | 0.00022354 | 0.00023792 | 0.00026303 | 0.00023223 | 639.8799 | 629.4414 | 537.8688 | 590.517 | 584.4728 | 540.7394 | 569.1635 | 651.705 | 599.8833 | 628.904 | 623.8028 | 526.113 | 584.7823 | 584.3986
TAS | T3 | Central Highlands | Solar | 0 | 3.9018e-05 | 4.3963e-05 | 4.8528e-05 | 5.0289e-05 | 5.8459e-05 | 7.6974e-05 | 9.2312e-05 | 0.00012031 | 0.000127 | 0.00011854 | 0.00011834 | 0.00014495 | 0.00020379 | 0.0001911 | 0.00036933 | 0.0003565 | 0.00053467 | 0.00057277 | 0.00055184 | 0.00055356 | 0.0005545 | 0.00062827 | 0.0006086 | 0.0011013
Region | REZ | REZ Name | Technology | 2024-25 | 2025-26 | 2026-27 | 2027-28 | 2028-29 | 2029-30 | 2030-31 | 2031-32 | 2032-33 | 2033-34 | 2034-35 | 2035-36 | 2036-37 | 2037-38 | 2038-39 | 2039-40 | 2040-41 | 2041-42 | 2042-43 | 2043-44 | 2044-45 | 2045-46 | 2046-47 | 2047-48 | 2048-49
QLD | Q1 | Far North QLD | Wind | 1011.8026 | 2651.4938 | 2932.4043 | 2873.9437 | 2781.354 | 3072.2479 | 3397.1122 | 3421.3441 | 3276.1946 | 5501.719 | 10647.7268 | 11153.9208 | 10574.6162 | 10276.1995 | 12574.9106 | 12535.6207 | 12688.2706 | 12450.124 | 11375.0499 | 11878.8607 | 12318.7818 | 11562.8847 | 11023.3991 | 11856.5976 | 11708.5105
QLD | Q2 | North Qld Clean Energy Hub | Wind | 115.3012 | 4711.5085 | 6303.812 | 6141.2222 | 6217.1884 | 12495.3118 | 14073.0233 | 14149.9018 | 13314.9489 | 13732.1151 | 15135.3549 | 16105.0721 | 15434.6124 | 17104.465 | 17023.4271 | 17133.9196 | 17340.7645 | 16872.452 | 15643.1252 | 17041.5579 | 17917.6646 | 19422.5276 | 19862.97 | 20209.7075 | 20292.0027
QLD | Q3 | Northern Qld | Wind | 0 | 0 | 0 | 0 | 0 | 0 | 0 | 0 | 0 | 0 | 0 | 0 | 0 | 0 | 0 | 0 | 0 | 0 | 0 | 0 | 0 | 0 | 0 | 0 | 0
QLD | Q4 | Isaac | Wind | 0 | 0.00073526 | 0.0032912 | 1067.5133 | 1989.1335 | 2425.442 | 2757.6574 | 2918.4999 | 2668.0095 | 3162.5984 | 3230.7186 | 3211.7946 | 3165.6672 | 3118.9657 | 3066.8772 | 3189.39 | 3367.3607 | 3184.5398 | 3112.6116 | 3094.1178 | 3054.282 | 3020.3373 | 3011.4223 | 2992.5849 | 3111.1219
QLD | Q5 | Barcaldine | Wind | 0 | 0.00055998 | 169.2126 | 154.1844 | 154.77 | 189.3419 | 233.6584 | 225.5821 | 229.1902 | 2315.3762 | 2364.8446 | 2414.789 | 2288.681 | 2355.7491 | 2203.9184 | 2377.6297 | 2309.0782 | 2465.9385 | 2346.5299 | 2309.1512 | 2359.6339 | 2219.6924 | 2292.9108 | 2180.8114 | 2355.5406
QLD | Q6 | Fitzroy | Wind | 0 | 0.0016522 | 0.0065991 | 277.8577 | 2480.9573 | 2519.959 | 2709.9559 | 2642.6211 | 2630.1751 | 3904.806 | 4043.566 | 3856.6623 | 3778.3805 | 5633.605 | 5559.5996 | 5394.4063 | 5310.7585 | 5427.1927 | 5261.4257 | 5275.6555 | 5009.185 | 4882.6001 | 5599.7813 | 8765.8606 | 8521.4631
QLD | Q7 | Wide Bay | Wind | 0 | 0.00027061 | 0.00030525 | 0.00027562 | 0.00082173 | 62.8605 | 70.7971 | 63.071 | 65.4023 | 61.4113 | 61.2433 | 61.614 | 57.9387 | 64.55 | 64.8929 | 63.1709 | 57.3357 | 61.9064 | 60.0727 | 57.5745 | 58.6049 | 53.6793 | 423.7579 | 632.499 | 619.1394
QLD | Q8 | Darling Downs | Wind | 2538.1748 | 6652.606 | 7077.0204 | 10396.2138 | 10641.7058 | 10582.1579 | 11628.1336 | 10662.8842 | 18046.243 | 18807.251 | 18833.2588 | 19654.1882 | 19483.4725 | 19809.6264 | 18842.006 | 18947.546 | 17500.6537 | 19156.6065 | 18293.0944 | 18069.8803 | 17528.2338 | 17282.856 | 17898.5773 | 17135.8412 | 17258.2414
QLD | Q9 | Banana | Wind | 0 | 0.00029841 | 0.00050764 | 0.00052101 | 0.00072797 | 0.0015796 | 0.0017166 | 0.0016982 | 0.0021915 | 0.0087867 | 0.0088143 | 0.0088189 | 0.0084773 | 0.0095184 | 0.0088567 | 0.0085636 | 0.0081821 | 0.0089161 | 0.0087144 | 0.0084564 | 0.0085254 | 0.0080942 | 0.0088851 | 0.0084387 | 0.0080106
NSW | N1 | North West NSW | Wind | 0 | 0 | 0 | 0 | 0 | 0 | 0 | 0 | 0 | 0 | 0 | 0 | 0 | 0 | 0 | 0 | 0 | 0 | 0 | 0 | 0 | 0 | 0 | 0 | 0
NSW | N2 | New England | Wind | 1299.4996 | 2371.1466 | 4363.484 | 6102.8054 | 11484.334 | 12602.9762 | 13738.4302 | 12962.0634 | 14159.1318 | 14356.9734 | 16279.2588 | 16304.6304 | 19972.4289 | 22117.9207 | 18834.5446 | 18103.3487 | 16120.6175 | 17903.7255 | 17977.2123 | 16319.034 | 16179.8603 | 17521.876 | 19172.435 | 16929.264 | 16678.0934
NSW | N3 | Central-West Orana | Wind | 380.7583 | 2707.3423 | 5564.0872 | 6251.0392 | 7591.4294 | 6995.3761 | 7032.2297 | 6805.2666 | 8772.7085 | 8378.8051 | 8328.7627 | 8814.3416 | 9057.7084 | 8925.5204 | 8280.3144 | 8216.9415 | 7892.7366 | 8400.4651 | 8119.2224 | 7906.3787 | 8354.9484 | 8549.9361 | 11814.354 | 10967.8886 | 11683.3816
NSW | N4 | Broken Hill | Wind | 507.2121 | 501.7768 | 820.0913 | 833.4241 | 805.7684 | 857.8949 | 889.0349 | 893.7526 | 887.0021 | 852.0997 | 824.0746 | 897.356 | 885.5512 | 855.574 | 843.5147 | 808.8901 | 810.0068 | 797.0876 | 778.1668 | 588.8421 | 636.3749 | 636.465 | 604.5465 | 692.7547 | 684.1956
NSW | N5 | South West NSW | Wind | 0 | 0.00019315 | 0.0045232 | 500.8914 | 435.7822 | 485.5897 | 497.2607 | 523.3912 | 481.9713 | 476.5903 | 481.1743 | 517.088 | 525.8652 | 461.455 | 480.8463 | 450.9536 | 471.3373 | 437.2328 | 445.4984 | 443.4294 | 473.6072 | 490.2743 | 416.2862 | 1437.5464 | 1402.4529
NSW | N6 | Wagga Wagga | Wind | 0 | 0.00024952 | 0.00059418 | 0.00097506 | 0.00088535 | 0.00088179 | 0.000846 | 0.00092966 | 0.001062 | 0.001164 | 0.0010108 | 0.0010707 | 0.0010992 | 0.0010339 | 0.0014747 | 0.0014342 | 0.001655 | 0.0017016 | 0.0017492 | 0.0015733 | 0.0016556 | 0.001682 | 0.0020313 | 0.0030823 | 0.0029255
NSW | N7 | Tumut | Wind | 0 | 0 | 0 | 0 | 0 | 0 | 0 | 0 | 0 | 0 | 0 | 0 | 0 | 0 | 0 | 0 | 0 | 0 | 0 | 0 | 0 | 0 | 0 | 0 | 0
NSW | N8 | Cooma-Monaro | Wind | 313.8365 | 1220.0607 | 1384.1113 | 2118.8586 | 2111.1336 | 2135.659 | 2312.2347 | 2331.1247 | 2167.4759 | 2218.4284 | 2130.875 | 2318.1554 | 2224.0317 | 2201.8701 | 2768.5818 | 2918.6444 | 2670.4076 | 2518.675 | 2654.0604 | 2496.8337 | 2741.2308 | 2640.4671 | 2612.3605 | 2534.8436 | 2672.339
NSW | N9 | Hunter-Central Coast | Wind | 0 | 1217.1045 | 4064.6637 | 4301.4556 | 4385.1263 | 3838.7202 | 4058.6886 | 3891.6715 | 3892.2648 | 4074.1324 | 3936.4195 | 4168.3758 | 4192.5256 | 4429.9495 | 3901.349 | 3999.685 | 3712.0584 | 3752.9358 | 3973.307 | 3863.0422 | 4087.9975 | 4096.5507 | 4304.272 | 3783.3521 | 3915.3612
VIC | V1 | Ovens Murray | Wind | 0 | 0 | 0 | 0 | 0 | 0 | 0 | 0 | 0 | 0 | 0 | 0 | 0 | 0 | 0 | 0 | 0 | 0 | 0 | 0 | 0 | 0 | 0 | 0 | 0
VIC | V2 | Murray River | Wind | 0 | 0 | 0 | 0 | 0 | 0 | 0 | 0 | 0 | 0 | 0 | 0 | 0 | 0 | 0 | 0 | 0 | 0 | 0 | 0 | 0 | 0 | 0 | 0 | 0
VIC | V3 | Western Victoria | Wind | 4935.728 | 4892.0411 | 5126.5885 | 7551.1937 | 9639.9948 | 10187.2132 | 9762.1948 | 10772.7826 | 9876.5606 | 10375.4407 | 9697.8522 | 10195.8717 | 10446.533 | 9464.2387 | 9935.2474 | 9121.0755 | 9909.1671 | 9034.2919 | 9216.8069 | 8709.6049 | 8446.5271 | 8867.852 | 8057.2143 | 8149.4989 | 8948.1722
VIC | V4 | South West Victoria | Wind | 5607.626 | 5367.5708 | 5595.1407 | 5404.5196 | 6987.3611 | 10470.7139 | 9946.4834 | 11010.7434 | 9883.0228 | 12004.0614 | 12215.7648 | 12626.7452 | 12813.6473 | 11046.3709 | 10919.8243 | 9726.5928 | 10118.0416 | 9029.9691 | 9292.3021 | 9161.7242 | 9647.9703 | 7910.0509 | 6992.5136 | 7561.2835 | 9691.9309
VIC | V5 | Gippsland | Wind | 0 | 1493.2685 | 1473.4732 | 1573.5407 | 1482.8385 | 1478.6293 | 1405.3111 | 1548.1838 | 1446.4239 | 1444.1516 | 1457.8776 | 1442.3875 | 1592.9816 | 1425.4703 | 1416.7451 | 1300.1229 | 1406.5763 | 1308.8325 | 1344.6199 | 1366.941 | 1388.2753 | 1563.5894 | 1390.8503 | 1426.0699 | 1322.7615
VIC | V6 | Central North VIC | Wind | 0 | 0.00060589 | 0.0015981 | 0.002669 | 0.002428 | 0.0024508 | 0.0023698 | 0.0025101 | 0.0040526 | 0.0040485 | 0.003431 | 0.003686 | 0.0036759 | 0.0032491 | 0.0032297 | 0.0030229 | 0.0031887 | 0.0034127 | 0.0034861 | 0.0030449 | 0.0032808 | 0.0033567 | 0.0029433 | 0.003717 | 0.0042891
SA | S1 | South East SA | Wind | 636.155 | 611.3448 | 686.5623 | 1063.5533 | 901.13 | 2643.1907 | 2595.29 | 2913.9299 | 2660.5627 | 2661.0121 | 2542.8795 | 2578.1708 | 2719.7127 | 2433.3504 | 3195.2439 | 3102.8434 | 3380.3445 | 3133.4689 | 3213.4034 | 3092.3319 | 3399.5802 | 3548.1119 | 3069.5062 | 4565.5622 | 5083.9998
SA | S2 | Riverland | Wind | 0 | 0.00017143 | 0.00083619 | 0.00084592 | 0.00071379 | 0.001068 | 0.0010744 | 0.0011413 | 0.0013126 | 0.0021636 | 0.0019264 | 0.002214 | 0.0021052 | 0.0018122 | 0.0021529 | 0.0022887 | 0.0024163 | 0.0022047 | 0.0024757 | 0.002295 | 0.0025693 | 0.0024989 | 0.0021223 | 0.0038412 | 0.0044836
SA | S3 | Mid-North SA | Wind | 3819.7238 | 3396.0672 | 5274.4231 | 5194.9646 | 4887.5032 | 4849.3069 | 4960.5863 | 5219.9584 | 4835.5086 | 5538.7706 | 5098.8539 | 5727.9872 | 5228.0431 | 4934.895 | 5878.2551 | 4938.6802 | 5243.0643 | 4884.883 | 5045.1902 | 4245.9557 | 4882.8626 | 4478.5132 | 3972.4629 | 4027.6138 | 3858.4086
SA | S4 | Yorke Peninsula | Wind | 229.3176 | 189.4652 | 270.8662 | 281.7019 | 273.3521 | 249.0707 | 249.0047 | 278.574 | 254.1784 | 273.1665 | 241.7002 | 281.6858 | 271.9722 | 259.0183 | 255.2539 | 243.4232 | 271.4921 | 251.0499 | 268.1328 | 244.878 | 284.3029 | 272.5718 | 246.0196 | 244.5452 | 227.7385
SA | S5 | Northern SA | Wind | 1245.4564 | 1119.5979 | 1224.5238 | 1236.5833 | 1168.0688 | 1155.5064 | 1194.4004 | 1194.7572 | 1119.7479 | 1153.2332 | 1092.7464 | 1201.7369 | 1252.1847 | 1198.1717 | 1158.747 | 1155.685 | 1148.4498 | 1068.9873 | 1117.6285 | 1076.8091 | 1175.743 | 569.0025 | 458.3386 | 449.0679 | 451.0738
SA | S6 | Leigh Creek | Wind | 0 | 0.00033968 | 0.001059 | 0.0027723 | 1794.418 | 1716.4062 | 1754.9922 | 1723.4894 | 1702.8901 | 1631.4533 | 1510.2764 | 1632.8041 | 1642.0561 | 1887.2597 | 1762.6554 | 1762.7656 | 1693.6893 | 1674.9099 | 1603.313 | 1520.1345 | 1617.7917 | 1625.6138 | 4024.5348 | 4105.1576 | 4885.1339
SA | S7 | Roxby Downs | Wind | 0 | 0 | 0 | 0 | 0 | 0 | 0 | 0 | 0 | 0 | 0 | 0 | 0 | 0 | 0 | 0 | 0 | 0 | 0 | 0 | 0 | 0 | 0 | 0 | 0
SA | S8 | Eastern Eyre Peninsula | Wind | 284.0686 | 258.5389 | 306.2519 | 302.6708 | 311.4717 | 308.6748 | 159.3801 | 145.3614 | 125.9194 | 744.193 | 693.7647 | 668.5904 | 654.3452 | 807.4972 | 770.0804 | 744.5971 | 824.3788 | 751.8877 | 764.5626 | 715.3209 | 827.2643 | 798.6811 | 760.3664 | 772.6143 | 719.4786
SA | S9 | Western Eyre Peninsula | Wind | 0 | 0.00033698 | 1050.659 | 1046.7311 | 1013.246 | 1003.4999 | 1010.6216 | 1118.9027 | 1027.1334 | 1015.2647 | 931.4605 | 1076.4909 | 1047.354 | 1031.3601 | 992.3508 | 968.6585 | 1076.977 | 977.6384 | 984.8689 | 900.9943 | 1042.1769 | 999.4443 | 954.5167 | 945.2459 | 900.6673
TAS | T1 | North East Tasmania | Wind | 500.7979 | 567.0099 | 801.9951 | 1633.813 | 1500.4723 | 1451.5417 | 1382.3964 | 1531.3683 | 1393.6727 | 1349.7385 | 1463.4212 | 1384.4554 | 1457.8309 | 1356.0497 | 1276.3063 | 1196.8824 | 1502.0867 | 1484.9346 | 1517.6287 | 1639.8375 | 1586.8615 | 1711.2391 | 1575.4101 | 1539.4926 | 1468.4036
TAS | T2 | North West Tasmania | Wind | 720.1861 | 763.1534 | 870.8088 | 1056.6718 | 1305.3505 | 1300.2001 | 2563.8308 | 2825.8971 | 4413.1455 | 4085.8794 | 4254.8788 | 4391.168 | 6264.7372 | 6113.4308 | 5956.0261 | 5515.289 | 5802.7206 | 5848.9955 | 5614.1433 | 5868.521 | 6128.8455 | 6290.5413 | 6065.324 | 6004.4251 | 5602.0149
TAS | T3 | Central Highlands | Wind | 475.0259 | 533.2195 | 1420.8078 | 1517.7271 | 1378.2252 | 2699.5999 | 3421.4983 | 3693.6821 | 3468.2284 | 5007.5843 | 5348.4641 | 5258.1537 | 5670.4859 | 5366.5693 | 6636.72 | 6155.1966 | 6300.2809 | 6209.2562 | 6079.2891 | 6386.104 | 6132.3154 | 6678.6116 | 6368.6913 | 6463.8255 | 6016.8646
Region | REZ | REZ Name | Technology | 2024-25 | 2025-26 | 2026-27 | 2027-28 | 2028-29 | 2029-30 | 2030-31 | 2031-32 | 2032-33 | 2033-34 | 2034-35 | 2035-36 | 2036-37 | 2037-38 | 2038-39 | 2039-40 | 2040-41 | 2041-42 | 2042-43 | 2043-44 | 2044-45 | 2045-46 | 2046-47 | 2047-48 | 2048-49
NSW | O1 | Hunter Coast | Offshore Wind | 0 | 0 | 0 | 3.6641e-05 | 4.4089e-05 | 4.1829e-05 | 4.4932e-05 | 4.7534e-05 | 5.9989e-05 | 7.1674e-05 | 7.1568e-05 | 6.9975e-05 | 8.4397e-05 | 0.00010226 | 8.439e-05 | 0.00011202 | 9.9413e-05 | 0.00012061 | 0.00013069 | 0.00016012 | 0.00014914 | 0.00015928 | 0.00019795 | 0.00016334 | 0.00024369
NSW | O2 | Illawarra Coast | Offshore Wind | 0 | 0 | 0 | 0.0001817 | 0.00025138 | 0.00023341 | 0.0002358 | 0.00025152 | 0.00026864 | 0.00034676 | 0.00032017 | 0.00033654 | 0.00032528 | 0.00052868 | 0.00047581 | 0.00067431 | 0.0006734 | 0.00067088 | 0.00067154 | 0.00080781 | 0.00080728 | 0.00076014 | 0.0012505 | 0.0011334 | 0.0082705
VIC | O3 | Gippsland Coast | Offshore Wind | 0 | 0 | 0 | 0.00016236 | 0.00025355 | 0.0015682 | 3566.3301 | 7792.5301 | 9730.8991 | 12588.3331 | 15442.7601 | 18534.5141 | 18429.2271 | 18791.2091 | 18275.8671 | 17631.7642 | 18858.6072 | 17422.7132 | 18180.6502 | 18312.3002 | 19199.3752 | 18920.3242 | 18688.1932 | 18501.2562 | 17600.5402
TAS | O4 | North West Tasmania Coast | Offshore Wind | 0 | 0 | 0 | 9.8898e-05 | 9.4943e-05 | 0.00011642 | 0.00011557 | 0.00017615 | 0.00016094 | 0.00018198 | 0.00017449 | 0.00026342 | 0.00026589 | 0.00029744 | 0.00030161 | 0.00027902 | 0.00030872 | 0.00027985 | 0.00031843 | 0.00034701 | 0.00036231 | 0.0003582 | 0.00041404 | 0.00044534 | 0.00050774
VIC | O5 | Portland Coast | Offshore Wind | 0 | 0 | 0 | 0.00011332 | 0.00013745 | 0.00036731 | 0.0014993 | 0.0015155 | 0.0014532 | 0.001483 | 0.0014095 | 1021.693 | 3985.4551 | 6642.7496 | 10864.0891 | 12783.0812 | 13190.9412 | 12154.5822 | 12479.7802 | 12277.7722 | 13190.4412 | 13889.8762 | 13298.6442 | 14477.1772 | 12969.2312
SA | O6 | South East SA Coast | Offshore Wind | 0 | 0 | 0 | 9.9101e-05 | 0.00010523 | 0.000145 | 0.00012981 | 0.00014506 | 0.00014718 | 0.00019419 | 0.00018872 | 0.00018675 | 0.00020432 | 0.00021078 | 0.00027979 | 0.00027836 | 0.00030339 | 0.00031006 | 0.00035143 | 0.0003727 | 0.00036367 | 0.0004234 | 0.0003828 | 0.00052735 | 0.00053636

## O3C_REZ Capacity
Installed capacity by REZ (MW) - O3C, Step Change Scenario
Capacity calculated on 1 July. In early study years some wind and solar projects enter later in the financial year and are therefore reflected in the following financial year's capacity. REZ capacity includes capacity from the existing, committed and anticipated renewables mapped to the relevant REZs.
Explicitly modelled generation
Region | REZ | REZ Name | Technology | 2024-25 | 2025-26 | 2026-27 | 2027-28 | 2028-29 | 2029-30 | 2030-31 | 2031-32 | 2032-33 | 2033-34 | 2034-35 | 2035-36 | 2036-37 | 2037-38 | 2038-39 | 2039-40 | 2040-41 | 2041-42 | 2042-43 | 2043-44 | 2044-45 | 2045-46 | 2046-47 | 2047-48 | 2048-49
QLD | Q1 | Far North QLD | Solar | 0 | 0 | 0 | 0 | 0.00017016 | 0.00028845 | 0.00028921 | 0.00028964 | 0.00051098 | 0.00054151 | 0.00054203 | 0.00054218 | 0.000817 | 0.0024796 | 0.0024809 | 0.0058989 | 0.0058991 | 0.0058996 | 0.01902 | 0.019022 | 0.019022 | 0.022776 | 1100 | 1100 | 1100
QLD | Q2 | North Qld Clean Energy Hub | Solar | 83 | 83 | 83 | 83 | 83.0002 | 83.0014 | 83.0014 | 83.0014 | 262.7272 | 658.8192 | 658.8192 | 658.8192 | 839.8166 | 2704.1523 | 2704.1523 | 2704.1523 | 2704.1523 | 2974.5266 | 3320.788 | 3401.5835 | 3401.5835 | 4385.9507 | 5830.835 | 5830.835 | 5812.835
QLD | Q3 | Northern Qld | Solar | 513.997 | 513.997 | 513.997 | 513.997 | 513.9972 | 513.9974 | 513.9974 | 513.9974 | 513.9986 | 513.9986 | 513.9986 | 513.9986 | 513.9986 | 513.9988 | 514.0001 | 514.0001 | 514.0001 | 514.0001 | 899.1757 | 771.1757 | 771.1757 | 771.1757 | 771.1757 | 660.7757 | 660.7757
QLD | Q4 | Isaac | Solar | 684.9 | 684.9 | 684.9 | 684.9 | 684.9001 | 684.9004 | 684.9004 | 684.9006 | 684.902 | 684.902 | 684.902 | 684.902 | 684.902 | 684.902 | 684.9033 | 684.9038 | 684.9038 | 741.8473 | 741.8473 | 741.8473 | 699.3473 | 699.3473 | 699.3473 | 699.3473 | 796.3737
QLD | Q5 | Barcaldine | Solar | 14 | 14 | 14 | 14 | 14.0003 | 40.6068 | 40.6068 | 67.9973 | 77.8818 | 491.0745 | 491.0745 | 491.0745 | 588.27 | 678.23 | 678.23 | 745.3217 | 745.3217 | 745.3217 | 745.3217 | 740.9842 | 740.9842 | 873.4437 | 873.4437 | 873.4437 | 873.4437
QLD | Q6 | Fitzroy | Solar | 401.5 | 401.5 | 401.5 | 401.5 | 401.5001 | 401.5004 | 401.5004 | 401.5012 | 401.5041 | 401.5041 | 401.5041 | 401.5041 | 401.5523 | 401.5524 | 401.5524 | 401.5524 | 401.5525 | 401.5525 | 1199.6863 | 1645.3423 | 1645.3423 | 1823.4839 | 1823.4839 | 1823.4839 | 1823.4839
QLD | Q7 | Wide Bay | Solar | 607.83 | 607.83 | 607.83 | 607.83 | 607.8302 | 607.8303 | 607.8303 | 607.8323 | 607.8345 | 607.8347 | 607.8347 | 607.8347 | 624.659 | 687.6646 | 687.6646 | 722.2114 | 722.2115 | 729.4446 | 729.4448 | 781.8931 | 781.8931 | 819.4216 | 819.4216 | 596.9216 | 697.4093
QLD | Q8 | Darling Downs | Solar | 1476.558 | 1476.558 | 1476.558 | 1476.558 | 1476.5582 | 1476.5585 | 1476.5585 | 3086.393 | 3943.8434 | 5043.458 | 5900.61 | 5900.61 | 6491.384 | 6491.384 | 6491.384 | 7094.2455 | 7383.3163 | 7383.3163 | 7383.3163 | 8322.558 | 8163.958 | 8131.854 | 7882.5 | 7482.5 | 7448
QLD | Q9 | Banana | Solar | 0 | 0 | 0 | 0 | 0.00012086 | 0.00032865 | 0.00032944 | 0.0019713 | 0.0019723 | 0.0019778 | 0.0019782 | 0.0019784 | 0.0033511 | 0.0033549 | 1535.6282 | 1664.3909 | 4077.1843 | 4077.1843 | 6100 | 6100 | 6100 | 6100 | 6100 | 6100 | 6100
NSW | N1 | North West NSW | Solar | 166 | 166 | 166 | 166 | 166.0015 | 192.3565 | 192.3565 | 192.3565 | 192.3565 | 192.3565 | 192.3565 | 192.3565 | 192.3565 | 229.8858 | 238.2785 | 251.1897 | 256.3829 | 256.3829 | 256.3829 | 275.57 | 275.57 | 275.57 | 279.1142 | 289.0858 | 289.0858
NSW | N2 | New England | Solar | 555 | 555 | 555.0001 | 555.0005 | 555.0005 | 555.001 | 555.001 | 555.001 | 555.001 | 555.0018 | 555.0018 | 555.0018 | 555.0018 | 1999.091 | 3540 | 3540 | 3540 | 3540 | 3540 | 3520.0002 | 3520.0002 | 3520.0002 | 3520.0005 | 3520.0005 | 3857.6177
NSW | N3 | Central-West Orana | Solar | 902.095 | 902.0956 | 902.0956 | 902.0981 | 2708.9733 | 5980.14 | 5980.14 | 5980.14 | 5980.14 | 6209.4637 | 6209.4637 | 6209.4637 | 6209.4637 | 7752.095 | 7752.095 | 7762.904 | 7762.9046 | 7762.9046 | 7660.8796 | 9284.252 | 9284.252 | 9284.252 | 10697.176 | 11114.59 | 11596.57
NSW | N4 | Broken Hill | Solar | 53 | 53 | 53.0002 | 53.0006 | 53.0008 | 53.0008 | 53.0008 | 53.0008 | 53.0008 | 53.0008 | 53.0008 | 53.0008 | 53.0008 | 53.0015 | 216.8408 | 217.784 | 217.784 | 217.784 | 217.784 | 304.4462 | 304.4462 | 304.4462 | 304.4462 | 304.4462 | 304.4462
NSW | N5 | South West NSW | Solar | 1500.4 | 1500.4 | 1500.4001 | 1500.4003 | 1500.4003 | 1500.4004 | 1500.4004 | 1500.4004 | 1500.4004 | 1500.4004 | 1500.4004 | 1500.4004 | 1500.4004 | 1500.4006 | 1350.1057 | 2890.9833 | 2890.9833 | 2890.9833 | 2890.9833 | 4294.7155 | 4294.7155 | 4294.7155 | 4804.858 | 4804.858 | 5169.8107
NSW | N6 | Wagga Wagga | Solar | 663.028 | 663.0282 | 663.0282 | 663.0284 | 663.0284 | 663.0284 | 663.0284 | 663.0284 | 663.0284 | 663.0284 | 663.0284 | 663.0284 | 663.0284 | 663.0288 | 937.3852 | 1361.2618 | 1361.2619 | 1691.028 | 1691.028 | 1691.028 | 1691.028 | 1691.028 | 1691.0281 | 1691.0281 | 1691.0281
NSW | N7 | Tumut | Solar | 0 | 0 | 0 | 0 | 0 | 0 | 0 | 0 | 0 | 0 | 0 | 0 | 0 | 0 | 0 | 0 | 0 | 0 | 0 | 0 | 0 | 0 | 0 | 0 | 0
NSW | N8 | Cooma-Monaro | Solar | 0 | 0 | 0 | 0 | 0 | 0 | 0 | 0 | 0 | 0 | 0 | 0 | 0 | 0 | 0 | 0 | 0 | 0 | 0 | 0 | 0 | 0 | 0 | 0 | 0
NSW | N9 | Hunter-Central Coast | Solar | 0 | 0.0012555 | 0.0012679 | 497.2633 | 497.2633 | 497.2633 | 497.2633 | 497.2633 | 497.2633 | 515.9999 | 515.9999 | 515.9999 | 515.9999 | 516.0001 | 516.0002 | 1524.6571 | 3657.4998 | 3657.4998 | 3657.5 | 3657.5 | 3657.5 | 3657.5 | 3657.5 | 3657.5 | 3657.5
VIC | V1 | Ovens Murray | Solar | 0 | 0.0003459 | 0.00034737 | 0.00034943 | 0.00064343 | 0.00064349 | 0.00064365 | 0.00064398 | 0.00068233 | 0.006138 | 0.0061382 | 0.0061383 | 0.0061384 | 0.0067823 | 0.0067828 | 544.8241 | 544.8241 | 958.3633 | 958.3633 | 1000.0001 | 1000.0001 | 1000.0001 | 1000.0001 | 1000.0001 | 1083.8143
VIC | V2 | Murray River | Solar | 679.093 | 679.0931 | 679.0931 | 679.0931 | 679.0938 | 679.0938 | 679.0938 | 679.0938 | 679.094 | 1823.5603 | 1823.5603 | 1823.5603 | 1823.5603 | 1994.0365 | 2196.0047 | 2882.7724 | 2882.7724 | 3067.0886 | 3067.0886 | 3384.556 | 3384.556 | 3353.453 | 3527.107 | 3527.107 | 3619.0784
VIC | V3 | Western Victoria | Solar | 0 | 0.00016794 | 0.000169 | 0.0002061 | 0.00022219 | 0.00022238 | 0.00022245 | 0.0002232 | 0.00025223 | 0.00049452 | 0.00049462 | 0.0004947 | 0.00049478 | 0.0004972 | 0.00051994 | 0.001214 | 0.0014427 | 0.0038828 | 0.0038831 | 400 | 400 | 400 | 400 | 400 | 400
VIC | V4 | South West Victoria | Solar | 0 | 0 | 0 | 0 | 0 | 0 | 0 | 0 | 0 | 0 | 0 | 0 | 0 | 0 | 0 | 0 | 0 | 0 | 0 | 0 | 0 | 0 | 0 | 0 | 0
VIC | V5 | Gippsland | Solar | 0 | 0.00016206 | 0.00016312 | 0.00016878 | 0.00024928 | 0.00024938 | 0.00024945 | 0.00025071 | 0.00026326 | 0.0004712 | 0.00047161 | 0.0004717 | 0.00047178 | 0.0005578 | 0.00061192 | 0.0016701 | 0.0016765 | 0.0045883 | 0.0045918 | 500.0001 | 500.0001 | 500.0001 | 500.0001 | 500.0001 | 500.0001
VIC | V6 | Central North VIC | Solar | 402.48 | 402.4802 | 402.4802 | 402.4802 | 402.4805 | 402.4805 | 402.4805 | 402.4805 | 402.4805 | 402.4809 | 402.4809 | 402.4809 | 402.4809 | 402.4812 | 402.4812 | 441.9525 | 441.9525 | 1746.808 | 1746.808 | 2102.48 | 1992 | 1992 | 1992 | 1992 | 2087.5247
SA | S1 | South East SA | Solar | 155.16 | 155.16 | 155.1601 | 155.1602 | 155.1602 | 155.1602 | 155.1602 | 155.1602 | 155.1602 | 155.1603 | 155.1603 | 155.1603 | 155.1603 | 155.1604 | 155.1605 | 155.1607 | 155.1607 | 155.1611 | 155.1611 | 155.1622 | 155.1622 | 155.1622 | 155.1623 | 155.1623 | 155.1623
SA | S2 | Riverland | Solar | 25.26 | 25.2601 | 25.2602 | 25.2606 | 25.2606 | 25.2606 | 25.2606 | 19.1406 | 19.1406 | 19.1413 | 19.1413 | 19.1413 | 19.1413 | 759.591 | 879.0033 | 1256.5603 | 1327.9939 | 1960.1572 | 1960.1572 | 2034.8799 | 2034.8799 | 2027.4999 | 2027.4999 | 2027.4999 | 2027.4999
SA | S3 | Mid-North SA | Solar | 0 | 0.00010475 | 0.00012213 | 0.00030595 | 0.00032374 | 0.00032406 | 0.00032425 | 0.00032516 | 0.00033556 | 0.00056537 | 0.00056546 | 0.00056551 | 0.00056562 | 0.0012019 | 0.0012049 | 0.0018349 | 0.0026064 | 0.0049077 | 0.0049086 | 0.070539 | 0.070539 | 0.070539 | 0.070543 | 0.070543 | 0.070545
SA | S4 | Yorke Peninsula | Solar | 0 | 0 | 0 | 0 | 0 | 0 | 0 | 0 | 0 | 0 | 0 | 0 | 0 | 0 | 0 | 0 | 0 | 0 | 0 | 0 | 0 | 0 | 0 | 0 | 0
SA | S5 | Northern SA | Solar | 349.2 | 349.2001 | 349.2001 | 349.2003 | 349.2004 | 349.2004 | 349.2004 | 349.2004 | 349.2004 | 349.2006 | 349.2006 | 349.2006 | 349.2006 | 349.2019 | 349.2019 | 349.2033 | 349.2033 | 1425.4535 | 1425.4535 | 2391.9933 | 2121.9933 | 2121.9933 | 2121.9933 | 2042.7933 | 2042.7933
SA | S6 | Leigh Creek | Solar | 0 | 0.00010984 | 0.000158 | 0.00043454 | 77.1382 | 77.1382 | 77.1382 | 77.1382 | 77.1382 | 98.5827 | 98.5827 | 98.5827 | 98.5827 | 431.7259 | 433.1751 | 551.7167 | 612.1519 | 612.1519 | 612.1519 | 736.4718 | 736.4718 | 736.4718 | 1396.4458 | 1396.4458 | 1506.7521
SA | S7 | Roxby Downs | Solar | 0 | 0.00018322 | 0.00018987 | 177.7817 | 375.7899 | 375.7899 | 375.7899 | 375.7899 | 375.7899 | 565.3561 | 565.3561 | 565.3561 | 565.3561 | 690.4808 | 690.4808 | 708.8098 | 708.8098 | 708.8098 | 708.8098 | 747.0819 | 747.0819 | 747.0819 | 782.2658 | 782.2658 | 782.2658
SA | S8 | Eastern Eyre Peninsula | Solar | 0 | 0 | 0 | 0.00017907 | 0.00019583 | 0.00019707 | 0.00019724 | 0.00019802 | 0.00021877 | 0.00032679 | 0.00032689 | 0.00032693 | 0.00032707 | 0.00043365 | 0.00054648 | 0.00083355 | 0.00093771 | 0.0011755 | 0.0011768 | 0.0016754 | 0.0016755 | 0.0016761 | 0.0019588 | 0.0019597 | 0.0019646
SA | S9 | Western Eyre Peninsula | Solar | 0 | 0.00010975 | 0.00014208 | 0.00037771 | 0.00047227 | 0.00047261 | 0.00047277 | 0.00047364 | 0.0004752 | 0.00094634 | 0.00094642 | 0.00094646 | 0.00094656 | 0.0031119 | 0.0031236 | 80.0685 | 259.7643 | 386.5572 | 386.5572 | 398.2938 | 398.2938 | 398.2938 | 398.2938 | 398.2938 | 398.2939
TAS | T1 | North East Tasmania | Solar | 0 | 0 | 0 | 0 | 0 | 0 | 0 | 0 | 0.00011159 | 0.00011223 | 0.00011236 | 0.00011253 | 0.00013517 | 0.00020502 | 0.00020594 | 0.0003627 | 0.00038397 | 0.00048901 | 0.00048946 | 0.00056767 | 0.00056854 | 0.00056919 | 0.00066662 | 0.0006671 | 0.0011036
TAS | T2 | North West Tasmania | Solar | 0 | 0 | 0 | 0 | 0 | 0 | 0 | 0.00023277 | 0.00023289 | 0.00023299 | 0.00023302 | 398.0913 | 398.0913 | 398.0913 | 398.0913 | 398.0913 | 398.0913 | 398.0913 | 398.0913 | 398.0913 | 398.0913 | 398.0913 | 398.0913 | 398.0913 | 398.0913
TAS | T3 | Central Highlands | Solar | 0 | 0 | 0 | 0 | 0 | 0 | 0 | 0 | 0.00011413 | 0.00011485 | 0.00011497 | 0.00011514 | 0.00013521 | 0.0002084 | 0.00020915 | 0.00036732 | 0.00038133 | 0.00053288 | 0.00053348 | 0.000542 | 0.00054442 | 0.00054546 | 0.0006862 | 0.00068679 | 0.0011223
Region | REZ | REZ Name | Technology | 2024-25 | 2025-26 | 2026-27 | 2027-28 | 2028-29 | 2029-30 | 2030-31 | 2031-32 | 2032-33 | 2033-34 | 2034-35 | 2035-36 | 2036-37 | 2037-38 | 2038-39 | 2039-40 | 2040-41 | 2041-42 | 2042-43 | 2043-44 | 2044-45 | 2045-46 | 2046-47 | 2047-48 | 2048-49
QLD | Q1 | Far North QLD | Wind | 330.318 | 809.4391 | 922.0543 | 935.4879 | 935.4879 | 1034.1222 | 1034.1222 | 1034.1222 | 1034.1222 | 1944.6834 | 3343.7438 | 3343.7438 | 3407.6017 | 3429.7282 | 3999.6207 | 3999.6207 | 3999.6207 | 3999.6207 | 3999.6207 | 3933.9387 | 3933.9387 | 3933.9387 | 3933.9387 | 3933.9387 | 3971.3645
QLD | Q2 | North Qld Clean Energy Hub | Wind | 43.2 | 1470.7924 | 1992.2068 | 2090.1939 | 2090.1939 | 4199.6496 | 4199.6496 | 4199.6496 | 4199.6496 | 4743.2007 | 4743.2016 | 4743.2016 | 4925.9482 | 5707.2273 | 5707.2273 | 5707.2273 | 5707.2273 | 5707.2273 | 5707.2273 | 5976.1166 | 5976.1166 | 7283.6482 | 7283.6482 | 7283.6482 | 7283.6482
QLD | Q3 | Northern Qld | Wind | 0 | 0 | 0 | 0 | 0 | 0 | 0 | 0 | 0 | 0 | 0 | 0 | 0 | 0 | 0 | 0 | 0 | 0 | 0 | 0 | 0 | 0 | 0 | 0 | 0
QLD | Q4 | Isaac | Wind | 0 | 0.000323 | 0.0014416 | 439.8909 | 819.0234 | 1000.0005 | 1000.0005 | 1000.001 | 1000.001 | 1267.7148 | 1267.7148 | 1267.7148 | 1267.7148 | 1267.7148 | 1267.7148 | 1267.7148 | 1267.7148 | 1267.7148 | 1267.7148 | 1267.7148 | 1267.7148 | 1267.7148 | 1267.7148 | 1267.7148 | 1267.7148
QLD | Q5 | Barcaldine | Wind | 0 | 0.00025718 | 69.6538 | 69.6538 | 69.6538 | 94.7214 | 94.7214 | 94.7215 | 95.4254 | 971.9268 | 998.8598 | 998.8598 | 998.8598 | 1000.0013 | 1000.0013 | 1000.0013 | 1000.0013 | 1000.0014 | 1000.0015 | 1000.0033 | 1000.0033 | 1000.0033 | 1000.0033 | 1000.0033 | 1000.0033
QLD | Q6 | Fitzroy | Wind | 0 | 0.00054022 | 0.0027163 | 113.9591 | 900.0003 | 900.0027 | 900.0027 | 900.0027 | 900.0027 | 1503.3104 | 1503.3104 | 1503.3104 | 1503.3104 | 2102.1567 | 2102.1567 | 2102.1567 | 2102.1567 | 2102.1567 | 2102.1567 | 2102.1567 | 2102.1567 | 2102.1567 | 2170.1772 | 3500 | 3500
QLD | Q7 | Wide Bay | Wind | 0 | 0 | 0 | 0 | 0.00046144 | 29.6038 | 29.6038 | 29.6038 | 29.6038 | 29.6038 | 29.6038 | 29.6038 | 29.6038 | 29.6039 | 29.6039 | 29.6039 | 29.6039 | 29.6039 | 29.6039 | 29.6039 | 29.6039 | 29.6039 | 204.3905 | 300.0087 | 300.0087
QLD | Q8 | Darling Downs | Wind | 925.89 | 2325.8902 | 2546.6911 | 3905.7082 | 3905.7082 | 4020.387 | 4020.387 | 4020.387 | 6525.89 | 7219.5497 | 7219.5497 | 7219.5497 | 7219.5497 | 7219.5497 | 7219.5497 | 7219.5497 | 7219.5497 | 7219.5497 | 7219.5497 | 7219.5497 | 6766.6597 | 6766.6597 | 6766.6597 | 6766.6597 | 6766.6597
QLD | Q9 | Banana | Wind | 0 | 0 | 0.00016958 | 0.00030134 | 0.00040208 | 0.00088434 | 0.00088517 | 0.00089368 | 0.0011251 | 0.0044518 | 0.0044545 | 0.0044548 | 0.0044713 | 0.00481 | 0.0048101 | 0.0048103 | 0.0048105 | 0.0048561 | 0.0050539 | 0.0051309 | 0.0051311 | 0.0051328 | 0.0051407 | 0.0051416 | 0.0051419
NSW | N1 | North West NSW | Wind | 0 | 0 | 0 | 0 | 0 | 0 | 0 | 0 | 0 | 0 | 0 | 0 | 0 | 0 | 0 | 0 | 0 | 0 | 0 | 0 | 0 | 0 | 0 | 0 | 0
NSW | N2 | New England | Wind | 442.48 | 851.9 | 1695.8784 | 2570.1812 | 4329.5772 | 5085.9656 | 5085.9656 | 5085.9656 | 5212.8086 | 5608.7412 | 6645.126 | 6645.126 | 7842.48 | 7842.48 | 7670 | 7670 | 7670 | 7670 | 7670 | 7400 | 7400 | 7400 | 7400 | 7400 | 7400
NSW | N3 | Central-West Orana | Wind | 113.19 | 913.1904 | 1953.24 | 2195.0364 | 2540.342 | 2540.342 | 2540.342 | 2540.342 | 3113.19 | 3113.19 | 3113.19 | 3113.19 | 3113.19 | 3113.19 | 3113.19 | 3113.19 | 3113.19 | 3113.19 | 3113.19 | 3113.19 | 3113.19 | 3113.19 | 4309.676 | 4309.676 | 4632.565
NSW | N4 | Broken Hill | Wind | 198.94 | 198.94 | 277.8678 | 295.6853 | 295.6853 | 295.6854 | 295.6854 | 295.6854 | 301.6525 | 301.6969 | 301.6969 | 301.6969 | 301.6969 | 301.6969 | 301.6971 | 301.6971 | 301.6971 | 301.6973 | 301.6973 | 274.657 | 274.657 | 274.6572 | 274.6572 | 307.5297 | 309.4853
NSW | N5 | South West NSW | Wind | 0 | 0 | 0.0020096 | 209.2207 | 209.2207 | 209.2207 | 209.2207 | 209.2207 | 209.2208 | 209.2213 | 209.2213 | 209.2213 | 209.2213 | 209.2213 | 209.2214 | 209.2214 | 209.2214 | 209.2214 | 209.2214 | 209.2214 | 209.2214 | 209.2214 | 209.2214 | 691.9557 | 691.9557
NSW | N6 | Wagga Wagga | Wind | 0 | 0 | 0.00031296 | 0.00051324 | 0.00051356 | 0.0005279 | 0.00052843 | 0.00054987 | 0.00061544 | 0.00067934 | 0.00067945 | 0.00068005 | 0.00068137 | 0.00069114 | 0.00098563 | 0.0010081 | 0.0011047 | 0.0011538 | 0.0011584 | 0.0011587 | 0.0011606 | 0.0011652 | 0.001456 | 0.0021776 | 0.0021836
NSW | N7 | Tumut | Wind | 0 | 0 | 0 | 0 | 0 | 0 | 0 | 0 | 0 | 0 | 0 | 0 | 0 | 0 | 0 | 0 | 0 | 0 | 0 | 0 | 0 | 0 | 0 | 0 | 0
NSW | N8 | Cooma-Monaro | Wind | 113 | 374.7646 | 413 | 679.6081 | 697.2156 | 697.2156 | 697.2156 | 697.2156 | 697.2156 | 697.2156 | 697.2156 | 697.2156 | 697.2156 | 697.2156 | 937.6505 | 937.6505 | 824.6505 | 824.6505 | 824.6505 | 824.6505 | 824.6505 | 824.6505 | 828 | 828 | 828
NSW | N9 | Hunter-Central Coast | Wind | 0 | 421.0517 | 1400 | 1524.375 | 1524.375 | 1524.375 | 1524.375 | 1524.375 | 1524.375 | 1524.375 | 1524.375 | 1524.375 | 1524.375 | 1524.375 | 1524.375 | 1524.375 | 1524.375 | 1524.375 | 1524.375 | 1524.375 | 1524.375 | 1524.375 | 1524.375 | 1524.375 | 1524.375
VIC | V1 | Ovens Murray | Wind | 0 | 0 | 0 | 0 | 0 | 0 | 0 | 0 | 0 | 0 | 0 | 0 | 0 | 0 | 0 | 0 | 0 | 0 | 0 | 0 | 0 | 0 | 0 | 0 | 0
VIC | V2 | Murray River | Wind | 0 | 0 | 0 | 0 | 0 | 0 | 0 | 0 | 0 | 0 | 0 | 0 | 0 | 0 | 0 | 0 | 0 | 0 | 0 | 0 | 0 | 0 | 0 | 0 | 0
VIC | V3 | Western Victoria | Wind | 1934.5 | 1956.5631 | 1956.5631 | 2688.4552 | 3625.6561 | 3662.8694 | 3662.8694 | 3662.8694 | 3662.8694 | 3837.9033 | 3645.9033 | 3645.9033 | 3645.9033 | 3645.9033 | 3645.9033 | 3645.9033 | 3645.9033 | 3645.9033 | 3614.8533 | 3483.6533 | 3171.6533 | 3171.6533 | 3171.6533 | 2931.6536 | 3547.05
VIC | V4 | South West Victoria | Wind | 2082.66 | 2082.6606 | 2082.6606 | 2082.6626 | 2716.9465 | 3768.2144 | 3768.2144 | 3768.2144 | 3768.2144 | 4380.2828 | 4380.2828 | 4380.2828 | 4380.2828 | 4313.0828 | 3893.0828 | 3893.0828 | 3711.3828 | 3711.3828 | 3691.8828 | 3499.2828 | 3499.2828 | 2635.7228 | 2635.7228 | 2635.7228 | 3779.6
VIC | V5 | Gippsland | Wind | 0 | 500.0003 | 500.0003 | 500.0033 | 500.0033 | 500.0033 | 500.0033 | 500.0033 | 500.0033 | 500.0033 | 500.0033 | 500.0033 | 500.0033 | 500.0033 | 500.0033 | 500.0033 | 500.0033 | 500.0033 | 500.0033 | 500.0033 | 500.0033 | 500.0033 | 500.0034 | 500.0034 | 500.0034
VIC | V6 | Central North VIC | Wind | 0 | 0.00030436 | 0.00069169 | 0.001186 | 0.0012004 | 0.0012056 | 0.001206 | 0.0012093 | 0.0018276 | 0.0018294 | 0.0018295 | 0.0018296 | 0.0018296 | 0.00183 | 0.0018304 | 0.0018322 | 0.0018351 | 0.0019218 | 0.0019224 | 0.001923 | 0.0019244 | 0.0019279 | 0.0019323 | 0.0022751 | 0.0027661
SA | S1 | South East SA | Wind | 324.5 | 324.5 | 324.5006 | 461.0998 | 461.0998 | 1124.5017 | 1124.5017 | 1124.5017 | 1124.5019 | 1124.5279 | 1124.5279 | 998.0279 | 998.0279 | 998.0279 | 1251.1177 | 1321.4329 | 1282.4329 | 1282.4329 | 1282.4329 | 1282.4329 | 1282.4329 | 1282.4329 | 1282.4329 | 1858.132 | 2287.2872
SA | S2 | Riverland | Wind | 0 | 0 | 0.0004179 | 0.0004542 | 0.00045475 | 0.00064644 | 0.00064733 | 0.00065456 | 0.00079109 | 0.001234 | 0.0012345 | 0.0012357 | 0.0012368 | 0.0012397 | 0.0014225 | 0.0015312 | 0.0015341 | 0.0015554 | 0.0016371 | 0.0016394 | 0.0016416 | 0.0016452 | 0.0016538 | 0.0027158 | 0.0032261
SA | S3 | Mid-North SA | Wind | 1343.06 | 1343.06 | 1797.4197 | 1797.4198 | 1797.4198 | 1797.4198 | 1797.4198 | 1797.4198 | 1797.4198 | 2048.4537 | 2048.4537 | 1977.0537 | 1792.2537 | 1792.2537 | 2188.1619 | 1861.4619 | 1861.4619 | 1861.4619 | 1861.4636 | 1647.6036 | 1647.6036 | 1516.8036 | 1516.8036 | 1516.8037 | 1516.8039
SA | S4 | Yorke Peninsula | Wind | 90.75 | 90.75 | 109.3697 | 112.9273 | 112.9273 | 107.3534 | 107.3534 | 107.3534 | 107.3534 | 109.8881 | 109.8881 | 109.8881 | 109.8881 | 109.8881 | 109.8882 | 109.8884 | 109.8884 | 109.8884 | 109.8884 | 109.8884 | 109.8884 | 109.8884 | 109.8884 | 109.8894 | 109.8895
SA | S5 | Northern SA | Wind | 422.4 | 422.4 | 422.4 | 422.4 | 422.4 | 422.4 | 422.4 | 422.4 | 422.4 | 422.4 | 422.4 | 422.4 | 422.4 | 422.4 | 422.4 | 422.4 | 422.4 | 422.4 | 422.4 | 422.4 | 422.4 | 210 | 210 | 210 | 210
SA | S6 | Leigh Creek | Wind | 0 | 0 | 0.00044415 | 0.0011892 | 600.0012 | 600.0012 | 600.0012 | 600.0012 | 600.0012 | 600.0012 | 600.0012 | 600.0012 | 600.0012 | 617.5894 | 617.5894 | 617.5894 | 617.5894 | 617.5894 | 617.5894 | 617.5894 | 617.5894 | 617.5894 | 1507.3113 | 1604.1334 | 1931.516
SA | S7 | Roxby Downs | Wind | 0 | 0 | 0 | 0 | 0 | 0 | 0 | 0 | 0 | 0 | 0 | 0 | 0 | 0 | 0 | 0 | 0 | 0 | 0 | 0 | 0 | 0 | 0 | 0 | 0
SA | S8 | Eastern Eyre Peninsula | Wind | 136 | 136 | 136.0015 | 136.0022 | 136.0867 | 136.0867 | 70.0867 | 70.0867 | 70.0867 | 321.8026 | 321.8026 | 251.8026 | 251.8026 | 316.4878 | 316.4878 | 316.4878 | 316.4878 | 316.4878 | 316.4878 | 316.4878 | 316.4879 | 316.4879 | 316.4879 | 327.4108 | 327.4108
SA | S9 | Western Eyre Peninsula | Wind | 0 | 0 | 369.2296 | 400.0004 | 400.0007 | 400.0007 | 400.0007 | 400.0007 | 400.0007 | 400.0008 | 400.0008 | 400.0008 | 400.0008 | 400.0015 | 400.0015 | 400.0015 | 400.0015 | 400.0015 | 400.0015 | 400.0015 | 400.0015 | 400.0015 | 400.0016 | 400.003 | 400.003
TAS | T1 | North East Tasmania | Wind | 168 | 168 | 242.2354 | 455.4373 | 455.4373 | 455.4411 | 455.4411 | 455.4411 | 455.4411 | 455.4411 | 455.4411 | 455.4411 | 455.4411 | 455.4411 | 455.4411 | 455.4411 | 564.7314 | 564.7314 | 564.7314 | 564.7314 | 564.7314 | 564.7314 | 564.7314 | 564.7314 | 564.7315
TAS | T2 | North West Tasmania | Wind | 251.35 | 251.35 | 280.8054 | 394.4578 | 708.1453 | 708.1453 | 708.1453 | 708.1453 | 1119.6979 | 1119.6979 | 1119.6979 | 1119.6979 | 1551.3508 | 1551.3508 | 1551.3508 | 1551.3537 | 1551.3537 | 1551.3537 | 1551.3537 | 1551.3537 | 1551.3537 | 1551.3537 | 1551.3537 | 1551.3537 | 1551.3538
TAS | T3 | Central Highlands | Wind | 144 | 144.004 | 348.4191 | 348.4191 | 348.4191 | 647.2478 | 886.3134 | 886.3134 | 886.3134 | 1330.9805 | 1330.9805 | 1330.9805 | 1330.9805 | 1330.9805 | 1715.3261 | 1715.3261 | 1715.3261 | 1715.3261 | 1715.3261 | 1715.3261 | 1571.3261 | 1571.3261 | 1571.3261 | 1571.3261 | 1571.3261
Region | REZ | REZ Name | Technology | 2024-25 | 2025-26 | 2026-27 | 2027-28 | 2028-29 | 2029-30 | 2030-31 | 2031-32 | 2032-33 | 2033-34 | 2034-35 | 2035-36 | 2036-37 | 2037-38 | 2038-39 | 2039-40 | 2040-41 | 2041-42 | 2042-43 | 2043-44 | 2044-45 | 2045-46 | 2046-47 | 2047-48 | 2048-49
NSW | O1 | Hunter Coast | Offshore Wind | 0 | 0 | 0 | 0 | 0 | 0 | 0 | 0 | 0 | 0 | 0 | 0 | 0 | 0 | 0 | 0 | 0 | 0 | 0 | 0 | 0 | 0 | 0 | 0 | 0.00010941
NSW | O2 | Illawarra Coast | Offshore Wind | 0 | 0 | 0 | 0 | 0 | 0 | 0 | 0 | 0 | 0.00010667 | 0.00010752 | 0.00010853 | 0.00011002 | 0.00016751 | 0.00016763 | 0.00023015 | 0.00023114 | 0.00023153 | 0.00023303 | 0.00028981 | 0.00028996 | 0.00029035 | 0.00044606 | 0.00044616 | 0.0034745
VIC | O3 | Gippsland Coast | Offshore Wind | 0 | 0 | 0 | 0 | 0 | 0.00049008 | 999.9995 | 1999.9994 | 2666.9995 | 3332.9995 | 3999.9995 | 4690.7607 | 4833.231 | 4975.301 | 4975.301 | 5052.5 | 5052.5 | 5052.5 | 5052.5 | 5052.5 | 5052.5 | 5052.5 | 5052.5 | 5052.5 | 5052.5
TAS | O4 | North West Tasmania Coast | Offshore Wind | 0 | 0 | 0 | 0 | 0 | 0 | 0 | 0 | 0 | 0 | 0 | 0 | 0 | 0 | 0 | 0 | 0 | 0 | 0 | 0.00010866 | 0.00010914 | 0.00010947 | 0.00012946 | 0.00013649 | 0.00016917
VIC | O5 | Portland Coast | Offshore Wind | 0 | 0 | 0 | 0 | 0 | 0.00011258 | 0.00050638 | 0.00050835 | 0.00050991 | 0.00051016 | 0.00051061 | 309.2392 | 1166.7688 | 2024.699 | 3024.699 | 3947.5 | 3947.5 | 3947.5 | 3947.5 | 3947.5 | 3947.5 | 3947.5 | 3947.5 | 3947.5 | 3947.5
SA | O6 | South East SA Coast | Offshore Wind | 0 | 0 | 0 | 0 | 0 | 0 | 0 | 0 | 0 | 0 | 0 | 0 | 0 | 0 | 0 | 0 | 0 | 0.00010121 | 0.00011136 | 0.00011891 | 0.00011904 | 0.00013345 | 0.00013383 | 0.00016745 | 0.00018328

## O3C_VOM Cost
VOM cost by technology ($000s) - O3C, Step Change Scenario
VOM | Real June 2023 dollars discounted to 1 July 2023
Explicitly modelled generation
Region | Technology | 2024-25 | 2025-26 | 2026-27 | 2027-28 | 2028-29 | 2029-30 | 2030-31 | 2031-32 | 2032-33 | 2033-34 | 2034-35 | 2035-36 | 2036-37 | 2037-38 | 2038-39 | 2039-40 | 2040-41 | 2041-42 | 2042-43 | 2043-44 | 2044-45 | 2045-46 | 2046-47 | 2047-48 | 2048-49
NEM | Black Coal | 323271.5288 | 239355.964 | 196510.2496 | 155399.3272 | 117776.0018 | 82672.1347 | 65442.1596 | 55742.2471 | 43245.5672 | 30494.6885 | 12870.4555 | 11162.142 | 5218.7495 | 0 | 0 | 0 | 0 | 0 | 0 | 0 | 0 | 0 | 0 | 0 | 0
NEM | Brown Coal | 85959.5845 | 79295.2415 | 66252.3175 | 55390.276 | 33771.82 | 30733.767 | 28572.537 | 21912.0875 | 21427.9895 | 0 | 0 | 0 | 0 | 0 | 0 | 0 | 0 | 0 | 0 | 0 | 0 | 0 | 0 | 0 | 0
NEM | CCGT | 12915.0937 | 16791.5409 | 13262.2887 | 15830.0342 | 15068.5692 | 10706.6949 | 11658.155 | 13648.5001 | 14709.3893 | 16873.2073 | 19138.4703 | 13734.4609 | 12134.0485 | 8572.4192 | 7710.4177 | 6805.0284 | 6252.1016 | 4903.9094 | 3617.4606 | 3047.854 | 2632.7427 | 1688.0485 | 1344.4121 | 1298.5194 | 1267.9957
NEM | Gas - Steam | 93.6367 | 78.0426 | 273.0643 | 2618.9622 | 2940.0718 | 2807.1808 | 24.8466 | 120.2583 | 282.1859 | 367.1663 | 649.3373 | 217.0135 | 253.2848 | 376.9869 | 216.4054 | 0 | 0 | 0 | 0 | 0 | 0 | 0 | 0 | 0 | 0
NEM | OCGT / Diesel | 736.6891 | 1021.0326 | 845.3596 | 974.2009 | 2904.1143 | 622.533 | 675.1945 | 1813.1972 | 4367.0344 | 4283.2672 | 11241.064 | 5621.8676 | 7532.9679 | 10839.6853 | 4127.8912 | 6898.3607 | 4141.4506 | 6216.017 | 2408.5719 | 6532.887 | 4075.2207 | 3900.073 | 4122.6466 | 1674.8045 | 3409.2552
NEM | Hydro | 126297.3803 | 114329.1355 | 98827.1515 | 79045.7579 | 92142.2944 | 75308.0977 | 70387.3083 | 67673.1248 | 67208.6366 | 63363.7486 | 57700.1683 | 48800.6286 | 44981.3373 | 50370.6779 | 39092.3093 | 31199.1813 | 28104.9958 | 26240.8396 | 28840.8813 | 25186.3846 | 20293.7453 | 17921.9356 | 23114.1315 | 20865.2277 | 18312.1686
NEM | Hydrogen Turbine | 0 | 0 | 0 | 0 | 0 | 0 | 0 | 0 | 0 | 0 | 0 | 0 | 0 | 0 | 0 | 0 | 0 | 0 | 0 | 0 | 0 | 0 | 0 | 0 | 0
NEM | Wind | 3062.8982 | 4579.6722 | 5565.1813 | 6269.5636 | 6880.6352 | 7348.3074 | 7490.0162 | 7441.2538 | 7386.8594 | 7640.3554 | 7638.4985 | 7560.2208 | 7368.8283 | 7020.5594 | 6646.3955 | 6106.9891 | 5740.6412 | 5271.9078 | 4876.1778 | 4506.4305 | 4335.2399 | 4067.1395 | 3857.8852 | 3674.1562 | 3445.9726
NEM | Solar PV | 1876.0259 | 1807.1332 | 1796.399 | 1759.743 | 1914.0046 | 2293.4388 | 2405.1103 | 2393.396 | 2368.1996 | 2542.8208 | 2381.6963 | 2362.4056 | 2284.0853 | 2288.9471 | 2351.5869 | 2538.0791 | 2517.8387 | 2638.5474 | 2734.3337 | 2674.8043 | 2560.6888 | 2485.2626 | 2197.1305 | 2065.9181 | 1953.8301
NEM | Grid Battery | 123.6916 | 186.9935 | 197.905 | 291.6887 | 252.3894 | 395.384 | 407.4209 | 404.9162 | 426.9127 | 487.5541 | 682.2568 | 733.9219 | 742.1623 | 836.6384 | 799.595 | 967.6605 | 887.9947 | 1040.7567 | 1324.3534 | 1300.2644 | 1244.0984 | 1224.6002 | 1016.8886 | 897.4754 | 801.7081
NEM | PHES | 6343.3189 | 9001.8929 | 9643.6531 | 8295.616 | 17490.9885 | 28366.2885 | 40333.2273 | 35962.0898 | 39384.5437 | 36462.1406 | 28485.0884 | 26996.226 | 22340.0556 | 24334.8348 | 18211.206 | 13976.4655 | 13320.6949 | 13919.7816 | 13538.2064 | 11113.301 | 9236.9888 | 8716.3335 | 7472.6357 | 6321.4724 | 4765.0799
NEM | VPP | 31.428 | 54.1759 | 80.2875 | 108.9933 | 124.6241 | 171.3072 | 202.5597 | 220.0834 | 246.9116 | 266.6808 | 266.236 | 279.7823 | 300.9113 | 287.6657 | 304.024 | 304.5645 | 295.859 | 310.4104 | 322.0044 | 312.8125 | 313.1835 | 321.9328 | 293.8238 | 290.8632 | 277.8349
Total |  | 560711.2757 | 466500.8248 | 393253.8572 | 325984.1631 | 291265.5133 | 241425.134 | 227598.5354 | 207331.1542 | 201054.2299 | 162781.6296 | 141053.2714 | 117468.6692 | 103156.4307 | 104928.4147 | 79459.8311 | 68796.3292 | 61261.5765 | 60542.1699 | 57661.9895 | 54674.7383 | 44691.9081 | 40325.3256 | 43419.5541 | 37088.4368 | 34233.8449
Region | Technology | 2024-25 | 2025-26 | 2026-27 | 2027-28 | 2028-29 | 2029-30 | 2030-31 | 2031-32 | 2032-33 | 2033-34 | 2034-35 | 2035-36 | 2036-37 | 2037-38 | 2038-39 | 2039-40 | 2040-41 | 2041-42 | 2042-43 | 2043-44 | 2044-45 | 2045-46 | 2046-47 | 2047-48 | 2048-49
NSW1 | Black Coal | 166788.981 | 118726.8366 | 93590.636 | 76058.9345 | 49949.011 | 28184.002 | 21891.1335 | 13014.463 | 14260.4745 | 14719.232 | 12870.4555 | 11162.142 | 5218.7495 | 0 | 0 | 0 | 0 | 0 | 0 | 0 | 0 | 0 | 0 | 0 | 0
NSW1 | Brown Coal | 0 | 0 | 0 | 0 | 0 | 0 | 0 | 0 | 0 | 0 | 0 | 0 | 0 | 0 | 0 | 0 | 0 | 0 | 0 | 0 | 0 | 0 | 0 | 0 | 0
NSW1 | CCGT | 86.3203 | 1768.1542 | 3034.0148 | 5269.125 | 5609.809 | 3662.6129 | 3857.2427 | 4007.9106 | 4482.7066 | 4504.2746 | 4413.729 | 2948.463 | 2742.823 | 2311.7714 | 2482.2289 | 2478.0519 | 2133.2195 | 1554.0093 | 976.9663 | 0.00028441 | 0.00025763 | 0.00024124 | 0.00022652 | 0.00021175 | 0.00019643
NSW1 | Gas - Steam | 0 | 0 | 0 | 0 | 0 | 0 | 0 | 0 | 0 | 0 | 0 | 0 | 0 | 0 | 0 | 0 | 0 | 0 | 0 | 0 | 0 | 0 | 0 | 0 | 0
NSW1 | OCGT / Diesel | 0.00086245 | 128.3447 | 34.8043 | 41.8551 | 245.7136 | 11.8858 | 8.3061 | 198.0971 | 1347.7547 | 490.4234 | 3126.7601 | 1298.9789 | 2780.3722 | 2901.4615 | 581.5598 | 1822.7394 | 826.0964 | 2131.4672 | 578.0414 | 1890.8346 | 976.8296 | 1244.5136 | 491.0803 | 178.1357 | 846.0084
NSW1 | Hydro | 19415.6557 | 19870.5144 | 20234.0115 | 15665.5596 | 20725.2258 | 16948.2115 | 13289.8444 | 12673.9215 | 11504.0522 | 12044.6548 | 11212.6061 | 9986.4778 | 7527.6903 | 10562.3622 | 7846.1027 | 6020.008 | 5517.4181 | 5030.2623 | 5646.7625 | 5546.9767 | 4728.5546 | 3566.219 | 5209.8898 | 4660.3937 | 4460.1575
NSW1 | Hydrogen Turbine | 0 | 0 | 0 | 0 | 0 | 0 | 0 | 0 | 0 | 0 | 0 | 0 | 0 | 0 | 0 | 0 | 0 | 0 | 0 | 0 | 0 | 0 | 0 | 0 | 0
NSW1 | Wind | 729.0841 | 1277.7369 | 1853.7099 | 2140.3106 | 2463.7008 | 2321.5755 | 2305.9358 | 2161.8488 | 2164.5164 | 2014.2913 | 1965.5575 | 1905.2637 | 1923.8058 | 1836.2434 | 1539.6468 | 1430.4813 | 1259.6063 | 1232.5741 | 1153.8071 | 1016.047 | 978.7613 | 934.7647 | 947.8641 | 821.8393 | 784.2592
NSW1 | Solar PV | 769.694 | 772.463 | 894.4065 | 880.815 | 1048.1343 | 1447.864 | 1502.7103 | 1377.6623 | 1304.0376 | 1229.1539 | 1078.526 | 1079.8666 | 1006.0828 | 1027.3641 | 1055.1109 | 1239.1532 | 1188.2108 | 1169.2287 | 1150.1351 | 1101.5754 | 1095.6031 | 1044.164 | 905.2441 | 856.1208 | 845.6137
NSW1 | Grid Battery | 34.6911 | 52.1822 | 50.4059 | 153.6947 | 136.8582 | 284.2619 | 300.9015 | 269.8699 | 263.4594 | 263.5364 | 227.7475 | 220.6436 | 250.5082 | 402.4338 | 389.8302 | 542.1991 | 485.553 | 501.4172 | 598.3081 | 564.6834 | 564.7609 | 546.0853 | 436.4451 | 387.9381 | 376.7571
NSW1 | PHES | 1342.5663 | 1660.7649 | 2254.4896 | 1822.2002 | 12446.0504 | 22289.1224 | 21280.3834 | 18226.8315 | 21088.6438 | 17693.3945 | 14402.8874 | 14747.8044 | 11541.5632 | 13097.3791 | 8905.814 | 6814.368 | 5804.036 | 6199.373 | 6354.7603 | 5608.9452 | 4225.3346 | 4354.4481 | 3540.6232 | 3077.5587 | 2409.9941
NSW1 | VPP | 9.8595 | 19.1275 | 29.7251 | 40.9715 | 48.8878 | 67.3047 | 79.2791 | 86.8692 | 98.8303 | 105.7866 | 107.0302 | 114.9797 | 122.5409 | 118.9123 | 127.2165 | 127.2254 | 124.4754 | 131.1226 | 131.3949 | 126.501 | 127.3487 | 128.412 | 118.9998 | 118.1908 | 112.864
Total |  | 189176.8528 | 144276.1244 | 121976.2035 | 102073.4663 | 92673.3909 | 75216.8409 | 64515.7368 | 52017.4739 | 56514.4755 | 53064.7476 | 49405.2993 | 43464.6195 | 33114.1357 | 32257.9278 | 22927.5098 | 20474.2263 | 17338.6156 | 17949.4544 | 16590.1757 | 15855.5636 | 12697.1931 | 11818.6069 | 11650.1466 | 10100.1773 | 9835.6541
Region | Technology | 2024-25 | 2025-26 | 2026-27 | 2027-28 | 2028-29 | 2029-30 | 2030-31 | 2031-32 | 2032-33 | 2033-34 | 2034-35 | 2035-36 | 2036-37 | 2037-38 | 2038-39 | 2039-40 | 2040-41 | 2041-42 | 2042-43 | 2043-44 | 2044-45 | 2045-46 | 2046-47 | 2047-48 | 2048-49
QLD1 | Black Coal | 156482.5478 | 120629.1274 | 102919.6136 | 79340.3927 | 67826.9908 | 54488.1327 | 43551.0261 | 42727.7841 | 28985.0927 | 15775.4565 | 0 | 0 | 0 | 0 | 0 | 0 | 0 | 0 | 0 | 0 | 0 | 0 | 0 | 0 | 0
QLD1 | Brown Coal | 0 | 0 | 0 | 0 | 0 | 0 | 0 | 0 | 0 | 0 | 0 | 0 | 0 | 0 | 0 | 0 | 0 | 0 | 0 | 0 | 0 | 0 | 0 | 0 | 0
QLD1 | CCGT | 6151.1507 | 5589.5222 | 5319.9277 | 5020.985 | 5040.7686 | 4297.4212 | 4822.1758 | 5868.2209 | 6001.6893 | 8024.4193 | 10428.2665 | 8089.302 | 7028.6302 | 6260.6467 | 5228.1878 | 4326.9756 | 4118.8812 | 3349.8993 | 2640.4935 | 3047.853 | 2632.7418 | 1688.0476 | 1344.4113 | 1298.5187 | 1267.995
QLD1 | Gas - Steam | 0 | 0 | 0 | 0 | 0 | 0 | 0 | 0 | 0 | 0 | 0 | 0 | 0 | 0 | 0 | 0 | 0 | 0 | 0 | 0 | 0 | 0 | 0 | 0 | 0
QLD1 | OCGT / Diesel | 0.0011533 | 0.0017692 | 0.0016401 | 0.0015807 | 19.5944 | 0.0011544 | 0.0014623 | 0.001495 | 0.0014218 | 36.3358 | 104.604 | 30.9071 | 955.1349 | 818.2102 | 28.7054 | 769.1476 | 191.6961 | 95.0565 | 71.3305 | 25.5079 | 24.8201 | 162.141 | 262.5062 | 28.6069 | 737.3842
QLD1 | Hydro | 4816.4296 | 4525.3794 | 4032.5107 | 3628.8004 | 3528.1624 | 3195.1797 | 3105.1346 | 2965.8275 | 2802.9385 | 2556.3151 | 2321.9277 | 2178.9157 | 2044.3593 | 616.1489 | 443.1372 | 362.2136 | 321.441 | 362.7251 | 0 | 0 | 0 | 0 | 0 | 0 | 0
QLD1 | Hydrogen Turbine | 0 | 0 | 0 | 0 | 0 | 0 | 0 | 0 | 0 | 0 | 0 | 0 | 0 | 0 | 0 | 0 | 0 | 0 | 0 | 0 | 0 | 0 | 0 | 0 | 0
QLD1 | Wind | 471.3268 | 1330.0983 | 1435.5139 | 1675.385 | 1807.0354 | 2138.1874 | 2222.8418 | 2024.2647 | 2214.8076 | 2423.5069 | 2579.4343 | 2497.1955 | 2271.5526 | 2264.3685 | 2144.1092 | 2015.2884 | 1845.187 | 1756.1892 | 1546.79 | 1485.694 | 1397.4212 | 1312.504 | 1265.385 | 1249.33 | 1169.0888
QLD1 | Solar PV | 733.3838 | 618.2616 | 510.7559 | 500.507 | 453.6594 | 461.9966 | 537.7375 | 680.3896 | 735.8183 | 872.862 | 909.3021 | 876.7285 | 887.6785 | 835.5999 | 883.9499 | 855.4626 | 926.4356 | 928.4615 | 1071.565 | 1030.273 | 950.0114 | 940.9427 | 847.3816 | 797.9744 | 718.5127
QLD1 | Grid Battery | 39.64 | 40.5007 | 39.125 | 36.9472 | 30.8191 | 31.0679 | 27.9568 | 26.7395 | 25.5867 | 23.7135 | 173.1349 | 240.8063 | 235.0018 | 197.1722 | 189.5597 | 217.1778 | 222.6357 | 256.5919 | 443.7381 | 438.0533 | 401.9276 | 400.6952 | 357.5256 | 306.2639 | 246.7705
QLD1 | PHES | 5000.7526 | 7341.128 | 7389.1635 | 6473.4158 | 4845.0674 | 5872.3053 | 18853.8063 | 17562.7944 | 18131.2883 | 18580.3695 | 13863.2083 | 12009.5179 | 10521.9747 | 10982.1102 | 9074.2241 | 6947.6005 | 7343.0738 | 7519.6487 | 6980.6786 | 5326.2308 | 4827.4818 | 4177.5259 | 3779.5107 | 3123.07 | 2240.627
QLD1 | VPP | 5.7653 | 11.5638 | 17.6412 | 24.9108 | 28.6177 | 43.1386 | 49.5377 | 57.6721 | 65.454 | 71.0012 | 74.1448 | 75.6701 | 82.4619 | 80.3941 | 85.3218 | 81.746 | 84.1764 | 82.5585 | 89.2856 | 87.9362 | 84.3864 | 86.7 | 82.1146 | 80.0907 | 76.5537
Total |  | 173700.9977 | 140085.5831 | 121664.2531 | 96701.3455 | 83580.7151 | 70527.4307 | 73170.2181 | 71913.6943 | 58962.6768 | 48363.9799 | 30454.0225 | 25999.043 | 24026.7939 | 22054.6507 | 18077.195 | 15575.612 | 15053.5268 | 14351.1307 | 12843.8811 | 11441.5481 | 10318.7904 | 8768.5564 | 7938.8349 | 6883.8546 | 6456.9318
Region | Technology | 2024-25 | 2025-26 | 2026-27 | 2027-28 | 2028-29 | 2029-30 | 2030-31 | 2031-32 | 2032-33 | 2033-34 | 2034-35 | 2035-36 | 2036-37 | 2037-38 | 2038-39 | 2039-40 | 2040-41 | 2041-42 | 2042-43 | 2043-44 | 2044-45 | 2045-46 | 2046-47 | 2047-48 | 2048-49
VIC1 | Black Coal | 0 | 0 | 0 | 0 | 0 | 0 | 0 | 0 | 0 | 0 | 0 | 0 | 0 | 0 | 0 | 0 | 0 | 0 | 0 | 0 | 0 | 0 | 0 | 0 | 0
VIC1 | Brown Coal | 85959.5845 | 79295.2415 | 66252.3175 | 55390.276 | 33771.82 | 30733.767 | 28572.537 | 21912.0875 | 21427.9895 | 0 | 0 | 0 | 0 | 0 | 0 | 0 | 0 | 0 | 0 | 0 | 0 | 0 | 0 | 0 | 0
VIC1 | CCGT | 0 | 0.00054126 | 0.00050364 | 0.00046631 | 0.00044035 | 0.00038324 | 0.00048233 | 0.00050542 | 0.00055958 | 0.00054403 | 0.00050289 | 0.00045278 | 0.00041808 | 0.0003955 | 0.00036711 | 0.00034404 | 0.00031773 | 0.00029939 | 0.00027445 | 0.0002621 | 0.00023767 | 0.00022294 | 0.00021015 | 0.00019554 | 0.00018277
VIC1 | Gas - Steam | 32.0742 | 30.6553 | 273.0643 | 2618.9622 | 2940.0718 | 2807.1808 | 24.8466 | 120.2583 | 282.1859 | 367.1663 | 649.3373 | 217.0135 | 253.2848 | 376.9869 | 216.4054 | 0 | 0 | 0 | 0 | 0 | 0 | 0 | 0 | 0 | 0
VIC1 | OCGT / Diesel | 43.6746 | 2.2106 | 274.8555 | 205.9192 | 1470.279 | 228.228 | 73.144 | 332.1259 | 1396.2689 | 1847.0135 | 4852.4484 | 3036.2724 | 2510.0522 | 5019.9141 | 2183.2017 | 2940.4034 | 2021.778 | 2745.2681 | 1146.156 | 3203.0394 | 2618.0351 | 2071.8099 | 3010.5531 | 1346.4828 | 1625.2442
VIC1 | Hydro | 22738.9189 | 21676.4987 | 19369.3499 | 15120.7078 | 21330.8867 | 16567.1009 | 13344.8957 | 12459.1205 | 10542.6643 | 12218.928 | 11663.13 | 10428.4594 | 8140.6978 | 11466.0131 | 8981.9105 | 7243.9896 | 6717.4871 | 5747.6705 | 6631.2441 | 6321.7988 | 5660.1257 | 4425.7432 | 6205.9359 | 5811.7849 | 5401.3645
VIC1 | Hydrogen Turbine | 0 | 0 | 0 | 0 | 0 | 0 | 0 | 0 | 0 | 0 | 0 | 0 | 0 | 0 | 0 | 0 | 0 | 0 | 0 | 0 | 0 | 0 | 0 | 0 | 0
VIC1 | Wind | 1051.7972 | 1263.54 | 1249.1381 | 1394.7127 | 1535.8385 | 1704.2015 | 1736.1194 | 2023.8251 | 1849.6932 | 2002.9482 | 1986.9222 | 2074.7627 | 2080.3889 | 1928.1449 | 1949.9414 | 1783.1084 | 1765.1763 | 1503.4255 | 1450.0871 | 1340.0475 | 1303.1612 | 1208.8552 | 1063.2872 | 1029.9267 | 964.2429
VIC1 | Solar PV | 257.7305 | 222.0395 | 210.8489 | 184.4036 | 193.8423 | 185.6574 | 173.5636 | 163.5911 | 166.3561 | 271.9313 | 238.5136 | 230.6509 | 219.0479 | 200.4748 | 203.9784 | 238.942 | 209.9459 | 277.6182 | 262.729 | 274.3789 | 271.4345 | 260.2878 | 228.6969 | 222.3864 | 217.8561
VIC1 | Grid Battery | 22.932 | 66.8331 | 81.6962 | 76.1084 | 62.7986 | 60.0099 | 59.0837 | 91.5664 | 121.3081 | 137.6773 | 225.8063 | 217.044 | 202.8577 | 162.5672 | 153.4679 | 145.1324 | 126.0253 | 126.5266 | 126.5037 | 114.1134 | 108.8778 | 105.3279 | 89.1144 | 88.0995 | 78.0366
VIC1 | PHES | 0 | 0 | 0 | 0 | 199.8703 | 204.8603 | 199.0365 | 172.4628 | 164.3238 | 182.2822 | 204.9681 | 194.3852 | 184.5487 | 159.6759 | 144.2999 | 133.9946 | 109.5252 | 112.5292 | 110.9164 | 98.5683 | 101.4127 | 103.3021 | 84.481 | 70.6499 | 63.3234
VIC1 | VPP | 8.6721 | 14.8192 | 21.7101 | 29.1735 | 31.5194 | 40.9471 | 48.9212 | 49.7016 | 53.6789 | 58.1985 | 53.7166 | 56.7295 | 60.4757 | 52.8414 | 55.7407 | 59.4515 | 53.4232 | 59.7127 | 63.7631 | 61.6162 | 65.2565 | 68.7651 | 58.5465 | 60.1969 | 57.3746
Total |  | 110115.3841 | 102571.8384 | 87732.9811 | 75020.2638 | 61536.927 | 52531.9533 | 44232.1482 | 37324.7397 | 36004.4693 | 17086.1458 | 19874.843 | 16455.318 | 13651.3541 | 19366.6188 | 13888.9464 | 12545.0222 | 11003.3614 | 10572.7511 | 9791.3997 | 11413.5627 | 10128.3038 | 8244.0915 | 10740.6152 | 8629.5274 | 8407.4424
Region | Technology | 2024-25 | 2025-26 | 2026-27 | 2027-28 | 2028-29 | 2029-30 | 2030-31 | 2031-32 | 2032-33 | 2033-34 | 2034-35 | 2035-36 | 2036-37 | 2037-38 | 2038-39 | 2039-40 | 2040-41 | 2041-42 | 2042-43 | 2043-44 | 2044-45 | 2045-46 | 2046-47 | 2047-48 | 2048-49
SA1 | Black Coal | 0 | 0 | 0 | 0 | 0 | 0 | 0 | 0 | 0 | 0 | 0 | 0 | 0 | 0 | 0 | 0 | 0 | 0 | 0 | 0 | 0 | 0 | 0 | 0 | 0
SA1 | Brown Coal | 0 | 0 | 0 | 0 | 0 | 0 | 0 | 0 | 0 | 0 | 0 | 0 | 0 | 0 | 0 | 0 | 0 | 0 | 0 | 0 | 0 | 0 | 0 | 0 | 0
SA1 | CCGT | 6677.6227 | 9433.8636 | 4908.3454 | 5539.9235 | 4417.9909 | 2746.6602 | 2978.7357 | 3772.3677 | 4224.9925 | 4344.5125 | 4296.474 | 2696.6952 | 2362.5946 | 0.00039151 | 0.0003649 | 0.0003409 | 0.00031419 | 0.00029492 | 0.00027212 | 0.00025969 | 0.00023521 | 0.00022043 | 0.00020756 | 0.00019304 | 0.00017979
SA1 | Gas - Steam | 61.5625 | 47.3873 | 0 | 0 | 0 | 0 | 0 | 0 | 0 | 0 | 0 | 0 | 0 | 0 | 0 | 0 | 0 | 0 | 0 | 0 | 0 | 0 | 0 | 0 | 0
SA1 | OCGT / Diesel | 693.0121 | 890.4748 | 535.6975 | 726.4244 | 1168.5267 | 382.4176 | 593.742 | 1273.4907 | 1571.965 | 1858.1696 | 2986.1185 | 1199.9549 | 1164.492 | 1884.1311 | 1306.4062 | 1282.9886 | 1094.1483 | 1198.9303 | 604.967 | 1377.3999 | 422.0182 | 407.672 | 352.3196 | 117.0914 | 195.4157
SA1 | Hydro | 0 | 0 | 0 | 0 | 0 | 0 | 0 | 0 | 0 | 0 | 0 | 0 | 0 | 0 | 0 | 0 | 0 | 0 | 0 | 0 | 0 | 0 | 0 | 0 | 0
SA1 | Hydrogen Turbine | 0 | 0 | 0 | 0 | 0 | 0 | 0 | 0 | 0 | 0 | 0 | 0 | 0 | 0 | 0 | 0 | 0 | 0 | 0 | 0 | 0 | 0 | 0 | 0 | 0
SA1 | Wind | 657.5039 | 550.4859 | 782.6248 | 748.4989 | 785.5805 | 833.1095 | 781.0389 | 777.0979 | 670.2798 | 686.7136 | 597.2437 | 609.3258 | 555.6459 | 510.6668 | 526.9449 | 456.6419 | 453.5757 | 392.5224 | 372.5512 | 317.0794 | 332.7281 | 290.6423 | 295.6934 | 306.2601 | 295.2336
SA1 | Solar PV | 115.2176 | 194.3691 | 180.3877 | 194.0174 | 218.3686 | 197.9208 | 191.0988 | 171.7529 | 161.9876 | 168.8735 | 155.3546 | 147.689 | 146.0241 | 205.3477 | 187.8601 | 185.4109 | 176.7199 | 246.9708 | 232.4716 | 253.6057 | 228.9652 | 226.2621 | 205.0827 | 178.2912 | 161.4527
SA1 | Grid Battery | 26.4285 | 27.4773 | 26.6777 | 24.9382 | 21.9134 | 20.0441 | 19.4788 | 16.7402 | 16.558 | 62.6264 | 55.5678 | 55.4275 | 53.7941 | 74.4646 | 66.7366 | 63.1509 | 53.7801 | 156.2204 | 155.803 | 183.4138 | 168.5315 | 172.4912 | 133.8031 | 115.1734 | 100.1433
SA1 | PHES | 0 | 0 | 0 | 0 | 0 | 0 | 0 | 0 | 0 | 0 | 0 | 0 | 0 | 0 | 0 | 0 | 0 | 0 | 0 | 0 | 0 | 0 | 0 | 0 | 0
SA1 | VPP | 7.1204 | 8.6519 | 11.0651 | 13.5261 | 15.0821 | 18.9674 | 22.4957 | 23.0846 | 26.2968 | 28.3977 | 28.2848 | 29.0649 | 31.5182 | 31.8027 | 31.5627 | 31.8817 | 29.8046 | 32.6994 | 33.1112 | 32.3925 | 31.555 | 33.5417 | 30.2146 | 28.1941 | 26.8416
Total |  | 8238.4677 | 11152.7099 | 6444.7982 | 7247.3285 | 6627.4623 | 4199.1196 | 4586.5899 | 6034.534 | 6672.0798 | 7149.2934 | 8119.0432 | 4738.1573 | 4314.069 | 2706.4133 | 2119.5108 | 2020.0743 | 1808.0289 | 2027.3435 | 1398.9042 | 2163.8915 | 1183.7981 | 1130.6096 | 1017.1136 | 745.0103 | 779.0871
Region | Technology | 2024-25 | 2025-26 | 2026-27 | 2027-28 | 2028-29 | 2029-30 | 2030-31 | 2031-32 | 2032-33 | 2033-34 | 2034-35 | 2035-36 | 2036-37 | 2037-38 | 2038-39 | 2039-40 | 2040-41 | 2041-42 | 2042-43 | 2043-44 | 2044-45 | 2045-46 | 2046-47 | 2047-48 | 2048-49
TAS1 | Black Coal | 0 | 0 | 0 | 0 | 0 | 0 | 0 | 0 | 0 | 0 | 0 | 0 | 0 | 0 | 0 | 0 | 0 | 0 | 0 | 0 | 0 | 0 | 0 | 0 | 0
TAS1 | Brown Coal | 0 | 0 | 0 | 0 | 0 | 0 | 0 | 0 | 0 | 0 | 0 | 0 | 0 | 0 | 0 | 0 | 0 | 0 | 0 | 0 | 0 | 0 | 0 | 0 | 0
TAS1 | CCGT | 0 | 0.00026723 | 0.00024502 | 0.00022769 | 0.00021189 | 0.00018809 | 0.00034914 | 0.0003377 | 0.00034226 | 0.00031866 | 0.00030446 | 0.00028696 | 0.00028716 | 0.00030049 | 0.00027395 | 0.00026375 | 0.0002449 | 0.00023043 | 0.00021281 | 0.00020253 | 0.00018677 | 0.00017302 | 0.00016564 | 0.00015201 | 0.00015045
TAS1 | Gas - Steam | 0 | 0 | 0 | 0 | 0 | 0 | 0 | 0 | 0 | 0 | 0 | 0 | 0 | 0 | 0 | 0 | 0 | 0 | 0 | 0 | 0 | 0 | 0 | 0 | 0
TAS1 | OCGT / Diesel | 0.00044526 | 0.00080771 | 0.00071416 | 0.00065426 | 0.00062602 | 0.00044626 | 0.00093507 | 9.4821 | 51.0444 | 51.3249 | 171.133 | 55.7544 | 122.9166 | 215.9684 | 28.0182 | 83.0818 | 7.7318 | 45.2948 | 8.0771 | 36.1052 | 33.5178 | 13.9365 | 6.1875 | 4.4877 | 5.2027
TAS1 | Hydro | 79326.3761 | 68256.743 | 55191.2795 | 44630.6901 | 46558.0196 | 38597.6055 | 40647.4337 | 39574.2553 | 42358.9815 | 36543.8506 | 32502.5046 | 26206.7758 | 27268.5899 | 27726.1537 | 21821.1588 | 17572.9701 | 15548.6496 | 15100.1817 | 16562.8747 | 13317.6091 | 9905.065 | 9929.9734 | 11698.3058 | 10393.0491 | 8450.6466
TAS1 | Hydrogen Turbine | 0 | 0 | 0 | 0 | 0 | 0 | 0 | 0 | 0 | 0 | 0 | 0 | 0 | 0 | 0 | 0 | 0 | 0 | 0 | 0 | 0 | 0 | 0 | 0 | 0
TAS1 | Wind | 153.1861 | 157.8111 | 244.1947 | 310.6565 | 288.48 | 351.2336 | 444.0802 | 454.2172 | 487.5624 | 512.8954 | 509.3408 | 473.6731 | 537.4351 | 481.1358 | 485.7533 | 421.469 | 417.0959 | 387.1966 | 352.9425 | 347.5627 | 323.1681 | 320.3733 | 285.6555 | 266.8 | 233.1482
TAS1 | Solar PV | 0 | 9.7997e-06 | 1.5307e-05 | 1.4536e-05 | 1.2707e-05 | 1.3801e-05 | 1.5348e-05 | 2.2957e-05 | 2.5332e-05 | 2.5628e-05 | 2.1864e-05 | 27.4706 | 25.252 | 20.1606 | 20.6876 | 19.1105 | 16.5264 | 16.2683 | 17.4331 | 14.9713 | 14.6746 | 13.606 | 10.7253 | 11.1453 | 10.3949
TAS1 | Grid Battery | 0 | 0.00012308 | 0.00013202 | 0.00015895 | 0.00015582 | 0.00016559 | 0.0002105 | 0.00034217 | 0.00039824 | 0.00043477 | 0.00043821 | 0.00051553 | 0.00046529 | 0.00045033 | 0.00045919 | 0.00043521 | 0.00052627 | 0.00055643 | 0.00053318 | 0.00059889 | 0.00064661 | 0.00058651 | 0.00051758 | 0.00051369 | 0.0005127
TAS1 | PHES | 0 | 0 | 0 | 0 | 0.00038476 | 0.00039361 | 0.00097781 | 0.0011211 | 0.28779 | 6.0945 | 14.0245 | 44.5186 | 91.9691 | 95.6695 | 86.868 | 80.5024 | 64.0599 | 88.2307 | 91.851 | 79.5567 | 82.7596 | 81.0574 | 68.0208 | 50.1939 | 51.1354
TAS1 | VPP | 0.010775 | 0.013598 | 0.14608 | 0.41138 | 0.51708 | 0.94934 | 2.326 | 2.7559 | 2.6516 | 3.2966 | 3.0597 | 3.338 | 3.9145 | 3.7153 | 4.1824 | 4.2599 | 3.9794 | 4.3172 | 4.4496 | 4.3666 | 4.6369 | 4.5139 | 3.9484 | 4.1907 | 4.201
Total |  | 79479.5734 | 68414.5689 | 55435.6214 | 44941.759 | 46847.0181 | 38949.7896 | 41093.8424 | 40040.7123 | 42900.5285 | 37117.4628 | 33200.0633 | 26811.5314 | 28050.078 | 28542.8041 | 22446.669 | 18181.3943 | 16058.0438 | 15641.4901 | 17037.6288 | 13800.1724 | 10363.8228 | 10363.4612 | 12072.844 | 10729.8673 | 8754.7294
Explicitly modelled load
Region | Technology | 2024-25 | 2025-26 | 2026-27 | 2027-28 | 2028-29 | 2029-30 | 2030-31 | 2031-32 | 2032-33 | 2033-34 | 2034-35 | 2035-36 | 2036-37 | 2037-38 | 2038-39 | 2039-40 | 2040-41 | 2041-42 | 2042-43 | 2043-44 | 2044-45 | 2045-46 | 2046-47 | 2047-48 | 2048-49
NEM | Grid Battery Pump | 145.7804 | 221.1294 | 233.0882 | 218.8207 | 184.4661 | 187.1252 | 205.2348 | 182.8541 | 174.5295 | 159.7069 | 136.0536 | 125.8549 | 119.8656 | 103.0833 | 95.1849 | 89.2104 | 80.7005 | 77.1286 | 75.2394 | 63.5304 | 50.1745 | 48.317 | 41.4091 | 40.1055 | 35.9335
NEM | PHES Pump | 14784.1377 | 19584.181 | 23118.1924 | 20596.8297 | 31419.239 | 42848.1948 | 58451.6592 | 51808.0558 | 54756.0885 | 51964.7765 | 38655.9864 | 37937.4343 | 32427.0383 | 32881.1983 | 24479.8966 | 18759.5165 | 18957.376 | 18340.5019 | 19109.2379 | 14562.9685 | 12685.2321 | 12324.2685 | 9953.0182 | 8573.1738 | 6043.6135
NEM | VPP Pump | 36.9274 | 63.8518 | 94.3512 | 128.5103 | 146.3544 | 201.6238 | 238.3538 | 259.2875 | 290.333 | 313.5891 | 313.6428 | 328.7018 | 354.053 | 339.1578 | 357.5971 | 357.7425 | 349.1816 | 364.2124 | 379.4131 | 367.608 | 368.4237 | 379.5179 | 344.9564 | 342.7333 | 326.2828
Region | Technology | 2024-25 | 2025-26 | 2026-27 | 2027-28 | 2028-29 | 2029-30 | 2030-31 | 2031-32 | 2032-33 | 2033-34 | 2034-35 | 2035-36 | 2036-37 | 2037-38 | 2038-39 | 2039-40 | 2040-41 | 2041-42 | 2042-43 | 2043-44 | 2044-45 | 2045-46 | 2046-47 | 2047-48 | 2048-49
NSW1 | Grid Battery Pump | 40.7784 | 61.5682 | 59.3782 | 55.5076 | 48.3947 | 55.8318 | 79.5076 | 72.6888 | 69.9966 | 63.7111 | 56.1788 | 52.7281 | 49.2005 | 43.4931 | 41.955 | 39.1894 | 36.1699 | 35.199 | 33.3731 | 28.9865 | 27.2802 | 25.9941 | 23.0466 | 22.2153 | 20.2209
NSW1 | PHES Pump | 7754.0859 | 9409.5323 | 12963.6049 | 11678.8125 | 24871.7053 | 35093.5889 | 35699.3052 | 30433.177 | 32897.7842 | 29492.4537 | 22019.627 | 23430.3049 | 19777.0336 | 19586.2743 | 13750.0349 | 10416.4852 | 9987.4369 | 9351.9917 | 10751.9031 | 8220.4693 | 6858.8154 | 7255.688 | 5495.9168 | 4850.914 | 3366.9529
NSW1 | VPP Pump | 11.5853 | 22.5127 | 34.9651 | 48.3315 | 57.3935 | 79.1879 | 93.3777 | 102.3003 | 116.0946 | 124.4775 | 126.2589 | 134.9305 | 144.1789 | 140.3399 | 149.4478 | 149.4922 | 146.9025 | 153.8868 | 154.6883 | 148.7761 | 149.7497 | 151.5147 | 139.5855 | 139.26 | 132.5947
Region | Technology | 2024-25 | 2025-26 | 2026-27 | 2027-28 | 2028-29 | 2029-30 | 2030-31 | 2031-32 | 2032-33 | 2033-34 | 2034-35 | 2035-36 | 2036-37 | 2037-38 | 2038-39 | 2039-40 | 2040-41 | 2041-42 | 2042-43 | 2043-44 | 2044-45 | 2045-46 | 2046-47 | 2047-48 | 2048-49
QLD1 | Grid Battery Pump | 46.65 | 47.9667 | 46.0773 | 43.6588 | 36.3634 | 36.6854 | 33.0121 | 31.6641 | 30.1238 | 28.0072 | 25.2712 | 22.5489 | 22.0589 | 19.5703 | 15.8748 | 14.1199 | 13.407 | 12.3515 | 12.47 | 11.6837 | 4.1716 | 4.0053 | 3.6226 | 3.3053 | 3.0522
QLD1 | PHES Pump | 7030.0518 | 10174.6487 | 10154.5875 | 8918.0172 | 6547.5337 | 7754.6059 | 22752.354 | 21374.8788 | 21858.3043 | 22472.3228 | 16636.3594 | 14507.1295 | 12650.0047 | 13294.9239 | 10729.8617 | 8343.0313 | 8969.9391 | 8988.5102 | 8357.3348 | 6342.4992 | 5826.4166 | 5068.5805 | 4457.1014 | 3722.2597 | 2676.6606
QLD1 | VPP Pump | 6.7744 | 13.6421 | 20.7187 | 29.3244 | 33.6546 | 50.7547 | 58.2838 | 68.0427 | 76.8211 | 83.5386 | 87.2345 | 89.0385 | 97.013 | 94.8705 | 100.1038 | 96.1791 | 99.2472 | 96.9343 | 105.1227 | 103.3818 | 99.3683 | 101.9279 | 96.7121 | 94.1309 | 90.0702
Region | Technology | 2024-25 | 2025-26 | 2026-27 | 2027-28 | 2028-29 | 2029-30 | 2030-31 | 2031-32 | 2032-33 | 2033-34 | 2034-35 | 2035-36 | 2036-37 | 2037-38 | 2038-39 | 2039-40 | 2040-41 | 2041-42 | 2042-43 | 2043-44 | 2044-45 | 2045-46 | 2046-47 | 2047-48 | 2048-49
VIC1 | Grid Battery Pump | 27.1473 | 79.0272 | 96.1317 | 90.0663 | 73.8601 | 70.8233 | 69.7371 | 58.6993 | 54.7904 | 49.7072 | 39.4355 | 36.7513 | 35.0476 | 27.6701 | 26.1691 | 25.4863 | 22.0102 | 20.3742 | 20.4221 | 17.0584 | 16.8543 | 16.5395 | 13.2258 | 13.2235 | 11.9726
VIC1 | PHES Pump | 0 | 0 | 0 | 0 | 0 | 0 | 0 | 0 | 0 | 0 | 0 | 0 | 0 | 0 | 0 | 0 | 0 | 0 | 0 | 0 | 0 | 0 | 0 | 0 | 0
VIC1 | VPP Pump | 10.1916 | 17.4807 | 25.4979 | 34.4128 | 36.996 | 48.1771 | 57.5587 | 58.5325 | 63.2971 | 68.3495 | 63.259 | 66.6217 | 71.1553 | 62.1742 | 65.8709 | 69.6653 | 63.1502 | 69.9656 | 75.3171 | 72.2654 | 76.7184 | 81.2011 | 68.5936 | 71.1138 | 67.2216
Region | Technology | 2024-25 | 2025-26 | 2026-27 | 2027-28 | 2028-29 | 2029-30 | 2030-31 | 2031-32 | 2032-33 | 2033-34 | 2034-35 | 2035-36 | 2036-37 | 2037-38 | 2038-39 | 2039-40 | 2040-41 | 2041-42 | 2042-43 | 2043-44 | 2044-45 | 2045-46 | 2046-47 | 2047-48 | 2048-49
SA1 | Grid Battery Pump | 31.2047 | 32.5673 | 31.501 | 29.588 | 25.8479 | 23.7847 | 22.978 | 19.802 | 19.6187 | 18.2813 | 15.1682 | 13.8267 | 13.5587 | 12.3499 | 11.186 | 10.4149 | 9.1134 | 9.2039 | 8.9742 | 5.8018 | 1.8685 | 1.7781 | 1.5141 | 1.3614 | 0.68779
SA1 | PHES Pump | 0 | 0 | 0 | 0 | 0 | 0 | 0 | 0 | 0 | 0 | 0 | 0 | 0 | 0 | 0 | 0 | 0 | 0 | 0 | 0 | 0 | 0 | 0 | 0 | 0
SA1 | VPP Pump | 8.3631 | 10.2008 | 12.9976 | 15.9569 | 17.7026 | 22.381 | 26.4033 | 27.1605 | 30.9988 | 33.3554 | 33.2766 | 34.1972 | 37.0835 | 37.4181 | 37.2535 | 37.3936 | 35.1863 | 38.3547 | 39.0328 | 38.0465 | 37.1528 | 39.5414 | 35.4377 | 33.2795 | 31.4747
Region | Technology | 2024-25 | 2025-26 | 2026-27 | 2027-28 | 2028-29 | 2029-30 | 2030-31 | 2031-32 | 2032-33 | 2033-34 | 2034-35 | 2035-36 | 2036-37 | 2037-38 | 2038-39 | 2039-40 | 2040-41 | 2041-42 | 2042-43 | 2043-44 | 2044-45 | 2045-46 | 2046-47 | 2047-48 | 2048-49
TAS1 | Grid Battery Pump | 0 | 0 | 0 | 0 | 0 | 0 | 0 | 0 | 0 | 0 | 0 | 0 | 0 | 0 | 0 | 0 | 0 | 0 | 0 | 0 | 0 | 0 | 0 | 0 | 0
TAS1 | PHES Pump | 0 | 0 | 0 | 0 | 0 | 0 | 0 | 0 | 0 | 0 | 0 | 0 | 0 | 0 | 0 | 0 | 0 | 0 | 0 | 0 | 0 | 0 | 0 | 0 | 0
TAS1 | VPP Pump | 0.012957 | 0.015571 | 0.17206 | 0.48477 | 0.60764 | 1.1231 | 2.7304 | 3.2515 | 3.1215 | 3.8681 | 3.6138 | 3.9138 | 4.6222 | 4.3551 | 4.9211 | 5.0122 | 4.6954 | 5.071 | 5.2522 | 5.1382 | 5.4345 | 5.3329 | 4.6274 | 4.9492 | 4.9215

## O3C_FOM Cost
FOM cost by technology ($000s) - O3C, Step Change Scenario
FOM | Real June 2023 dollars discounted to 1 July 2023. For new entrant capacity, the FOM is incurred annually in modelling. FOM costs do not include FOM of existing, committed and anticipated generators since there will be no difference in these costs between the Base Case and option case.
Explicitly modelled generation
Region | Technology | 2024-25 | 2025-26 | 2026-27 | 2027-28 | 2028-29 | 2029-30 | 2030-31 | 2031-32 | 2032-33 | 2033-34 | 2034-35 | 2035-36 | 2036-37 | 2037-38 | 2038-39 | 2039-40 | 2040-41 | 2041-42 | 2042-43 | 2043-44 | 2044-45 | 2045-46 | 2046-47 | 2047-48 | 2048-49
NEM | Black Coal | 0 | 0 | 0 | 0 | 0 | 0 | 0 | 0 | 0 | 0 | 0 | 0 | 0 | 0 | 0 | 0 | 0 | 0 | 0 | 0 | 0 | 0 | 0 | 0 | 0
NEM | Brown Coal | 0 | 0 | 0 | 0 | 0 | 0 | 0 | 0 | 0 | 0 | 0 | 0 | 0 | 0 | 0 | 0 | 0 | 0 | 0 | 0 | 0 | 0 | 0 | 0 | 0
NEM | CCGT | 0 | 0.0012617 | 0.0011792 | 0.0011049 | 0.0010297 | 0.00096237 | 0.001222 | 0.0012911 | 0.00134 | 0.0012907 | 0.0012144 | 0.0011404 | 0.0010723 | 0.0010182 | 0.00095161 | 0.00089297 | 0.00083219 | 0.00077857 | 0.00072763 | 0.0006823 | 0.00063586 | 0.00059426 | 0.00055539 | 0.00052043 | 0.00048876
NEM | Gas - Steam | 0 | 0 | 0 | 0 | 0 | 0 | 0 | 0 | 0 | 0 | 0 | 0 | 0 | 0 | 0 | 0 | 0 | 0 | 0 | 0 | 0 | 0 | 0 | 0 | 0
NEM | OCGT / Diesel | 0 | 0.0048693 | 0.0056456 | 0.0057255 | 0.0056166 | 0.0052572 | 0.0052932 | 0.0061988 | 0.0069044 | 0.0068585 | 0.010333 | 4892.1514 | 4559.19 | 5152.4224 | 4815.348 | 4512.2367 | 4205.1319 | 4040.8732 | 3776.5171 | 4882.7899 | 7826.9914 | 7314.9453 | 6836.3975 | 6406.0673 | 8288.0757
NEM | Hydro | 0 | 0 | 0 | 0 | 0 | 0 | 0 | 0 | 0 | 0 | 0 | 0 | 0 | 0 | 0 | 0 | 0 | 0 | 0 | 0 | 0 | 0 | 0 | 0 | 0
NEM | Hydrogen Turbine | 0 | 0 | 0 | 0 | 0 | 0 | 0 | 0 | 0 | 0 | 0 | 0 | 0 | 0 | 0 | 0 | 0 | 0 | 0 | 0 | 0 | 0 | 0 | 0 | 0
NEM | Wind | 0 | 126676.3665 | 224614.1728 | 326887.6916 | 410563.0009 | 474995.2495 | 546386.9329 | 604526.0727 | 671250.2986 | 761482.4278 | 791151.4654 | 811930.4366 | 842277.9286 | 863128.129 | 882406.6382 | 881292.834 | 822175.1777 | 768388.0235 | 718119.6648 | 676698.5645 | 630642.1664 | 596992.989 | 571282.7197 | 548764.3713 | 526012.9493
NEM | Solar PV | 0 | 0.079905 | 0.082936 | 9048.6711 | 35790.019 | 74081.7415 | 69235.2729 | 81136.6163 | 85296.7844 | 111134.8805 | 110779.5754 | 107085.6655 | 106972.9751 | 143810.8648 | 159550.5587 | 194269.2733 | 210442.0229 | 220116.8968 | 224200.3487 | 245893.2248 | 229157.6249 | 219331.3276 | 225403.4988 | 212763.1821 | 208483.7371
NEM | Grid Battery | 0 | 0.050306 | 0.087057 | 7129.0921 | 6643.8832 | 15392.9108 | 14385.9003 | 16332.8461 | 17722.1963 | 22996.8838 | 40384.6986 | 43989.5332 | 43430.2639 | 57314.7948 | 53565.2297 | 66319.7885 | 63143.954 | 71892.6838 | 88808.2296 | 92548.9087 | 86249.9923 | 80607.4701 | 75334.0847 | 70592.0372 | 65787.5145
NEM | PHES | 0 | 0 | 0 | 0 | 21610.5418 | 23711.4984 | 22160.2962 | 20765.3795 | 19361.7566 | 19428.2996 | 20048.6753 | 20321.2483 | 20636.8167 | 21234.9659 | 19845.7629 | 18718.4224 | 17444.4399 | 17704.7809 | 16546.5254 | 15504.9795 | 14449.7041 | 13504.4076 | 12620.9543 | 11826.5043 | 11021.6275
NEM | VPP | 0 | 0 | 0 | 0 | 0 | 0 | 0 | 0 | 0 | 0 | 0 | 0 | 0 | 0 | 0 | 0 | 0 | 0 | 0 | 0 | 0 | 0 | 0 | 0 | 0
Total |  | 0 | 126676.5028 | 224614.3496 | 343065.4616 | 474607.4515 | 588181.4064 | 652168.4088 | 722760.9221 | 793631.0443 | 915042.4999 | 962364.4262 | 988219.0361 | 1017877.1754 | 1090641.178 | 1120183.5384 | 1165112.556 | 1117410.7273 | 1082143.2591 | 1051451.2863 | 1035528.4681 | 968326.4797 | 917751.1401 | 891477.6556 | 850352.1627 | 819593.9047
Region | Technology | 2024-25 | 2025-26 | 2026-27 | 2027-28 | 2028-29 | 2029-30 | 2030-31 | 2031-32 | 2032-33 | 2033-34 | 2034-35 | 2035-36 | 2036-37 | 2037-38 | 2038-39 | 2039-40 | 2040-41 | 2041-42 | 2042-43 | 2043-44 | 2044-45 | 2045-46 | 2046-47 | 2047-48 | 2048-49
NSW1 | Black Coal | 0 | 0 | 0 | 0 | 0 | 0 | 0 | 0 | 0 | 0 | 0 | 0 | 0 | 0 | 0 | 0 | 0 | 0 | 0 | 0 | 0 | 0 | 0 | 0 | 0
NSW1 | Brown Coal | 0 | 0 | 0 | 0 | 0 | 0 | 0 | 0 | 0 | 0 | 0 | 0 | 0 | 0 | 0 | 0 | 0 | 0 | 0 | 0 | 0 | 0 | 0 | 0 | 0
NSW1 | CCGT | 0 | 0.00032065 | 0.00029967 | 0.00028081 | 0.0002617 | 0.00024458 | 0.00027631 | 0.00031911 | 0.00032287 | 0.0003029 | 0.00028308 | 0.00026526 | 0.00024721 | 0.00023104 | 0.00021592 | 0.00020233 | 0.00018856 | 0.00017622 | 0.0001647 | 0.00015433 | 0.00014383 | 0.00013442 | 0.00012562 | 0.00011772 | 0.0001097
NSW1 | Gas - Steam | 0 | 0 | 0 | 0 | 0 | 0 | 0 | 0 | 0 | 0 | 0 | 0 | 0 | 0 | 0 | 0 | 0 | 0 | 0 | 0 | 0 | 0 | 0 | 0 | 0
NSW1 | OCGT / Diesel | 0 | 0.0013037 | 0.0012268 | 0.0011926 | 0.0011489 | 0.0010753 | 0.0010818 | 0.0013123 | 0.001498 | 0.0014205 | 0.0016315 | 0.0015388 | 0.0019414 | 891.4989 | 833.1766 | 780.7307 | 727.5938 | 679.9942 | 635.5086 | 595.5053 | 554.975 | 518.6682 | 484.7366 | 454.2239 | 477.4282
NSW1 | Hydro | 0 | 0 | 0 | 0 | 0 | 0 | 0 | 0 | 0 | 0 | 0 | 0 | 0 | 0 | 0 | 0 | 0 | 0 | 0 | 0 | 0 | 0 | 0 | 0 | 0
NSW1 | Hydrogen Turbine | 0 | 0 | 0 | 0 | 0 | 0 | 0 | 0 | 0 | 0 | 0 | 0 | 0 | 0 | 0 | 0 | 0 | 0 | 0 | 0 | 0 | 0 | 0 | 0 | 0
NSW1 | Wind | 0 | 43134.7269 | 103107.1805 | 144636.7612 | 173097.1684 | 174359.3088 | 162952.6252 | 152695.2618 | 152522.6688 | 147570.4669 | 150209.7566 | 140754.5155 | 143577.6997 | 134184.7735 | 127755.8712 | 119714.0389 | 111566.2504 | 104267.5274 | 97446.2883 | 92613.2024 | 86309.9077 | 80663.4668 | 82207.8482 | 80009.2777 | 76177.5136
NSW1 | Solar PV | 0 | 0.037766 | 0.039618 | 6461.508 | 29647.4629 | 68003.78 | 63554.9346 | 59554.348 | 55501.0539 | 54169.3942 | 50625.6021 | 47438.8762 | 44210.1657 | 62060.5824 | 70541.0504 | 94792.7318 | 99832.7513 | 95089.9027 | 88869.0687 | 99017.6369 | 92278.4534 | 86241.5454 | 88428.4862 | 84410.3248 | 82851.6756
NSW1 | Grid Battery | 0 | 0.027756 | 0.047885 | 7129.0335 | 6643.8283 | 15392.8588 | 14385.8495 | 13480.3164 | 12562.8709 | 13288.9329 | 12419.5636 | 11637.7905 | 13280.3947 | 27090.2258 | 25317.9685 | 35633.9252 | 33208.6871 | 32099.6237 | 38835.602 | 38703.8151 | 36069.617 | 33709.9228 | 31504.6008 | 29521.4841 | 27512.2394
NSW1 | PHES | 0 | 0 | 0 | 0 | 11425.7699 | 14193.0189 | 13264.5037 | 12429.544 | 11583.584 | 10825.7797 | 10117.5512 | 9480.6827 | 8835.4245 | 8257.4086 | 7717.2044 | 7231.4302 | 6739.2561 | 6298.3705 | 5886.3282 | 5515.8031 | 5140.3952 | 4804.1079 | 4489.8205 | 4207.2002 | 3920.8563
NSW1 | VPP | 0 | 0 | 0 | 0 | 0 | 0 | 0 | 0 | 0 | 0 | 0 | 0 | 0 | 0 | 0 | 0 | 0 | 0 | 0 | 0 | 0 | 0 | 0 | 0 | 0
Total |  | 0 | 43134.794 | 103107.2695 | 158227.3042 | 220814.2309 | 271948.9678 | 254157.9143 | 238159.4718 | 232170.1794 | 225854.5754 | 223372.4753 | 209311.8668 | 209903.6867 | 232484.4893 | 232165.2712 | 258152.8569 | 252074.5388 | 238435.4187 | 231672.7959 | 236445.963 | 220353.3484 | 205937.7111 | 207115.4924 | 198602.5109 | 190939.7132
Region | Technology | 2024-25 | 2025-26 | 2026-27 | 2027-28 | 2028-29 | 2029-30 | 2030-31 | 2031-32 | 2032-33 | 2033-34 | 2034-35 | 2035-36 | 2036-37 | 2037-38 | 2038-39 | 2039-40 | 2040-41 | 2041-42 | 2042-43 | 2043-44 | 2044-45 | 2045-46 | 2046-47 | 2047-48 | 2048-49
QLD1 | Black Coal | 0 | 0 | 0 | 0 | 0 | 0 | 0 | 0 | 0 | 0 | 0 | 0 | 0 | 0 | 0 | 0 | 0 | 0 | 0 | 0 | 0 | 0 | 0 | 0 | 0
QLD1 | Brown Coal | 0 | 0 | 0 | 0 | 0 | 0 | 0 | 0 | 0 | 0 | 0 | 0 | 0 | 0 | 0 | 0 | 0 | 0 | 0 | 0 | 0 | 0 | 0 | 0 | 0
QLD1 | CCGT | 0 | 0.00024084 | 0.00022508 | 0.00021091 | 0.00019656 | 0.0001837 | 0.0002425 | 0.00025459 | 0.00024192 | 0.00025466 | 0.0002424 | 0.00022714 | 0.00021168 | 0.00019783 | 0.00018489 | 0.00017325 | 0.00016146 | 0.0001509 | 0.00014102 | 0.00013215 | 0.00012315 | 0.0001151 | 0.00010757 | 0.0001008 | 9.3936e-05
QLD1 | Gas - Steam | 0 | 0 | 0 | 0 | 0 | 0 | 0 | 0 | 0 | 0 | 0 | 0 | 0 | 0 | 0 | 0 | 0 | 0 | 0 | 0 | 0 | 0 | 0 | 0 | 0
QLD1 | OCGT / Diesel | 0 | 0.00089362 | 0.0010974 | 0.0011247 | 0.0011014 | 0.0010313 | 0.0010456 | 0.0012051 | 0.0012639 | 0.0012792 | 0.0024249 | 0.0031499 | 0.0029412 | 0.002756 | 0.0025784 | 0.0024218 | 0.0022592 | 0.0021144 | 0.0019793 | 0.0018583 | 0.0017352 | 0.0016884 | 0.0015929 | 0.0014987 | 2263.8906
QLD1 | Hydro | 0 | 0 | 0 | 0 | 0 | 0 | 0 | 0 | 0 | 0 | 0 | 0 | 0 | 0 | 0 | 0 | 0 | 0 | 0 | 0 | 0 | 0 | 0 | 0 | 0
QLD1 | Hydrogen Turbine | 0 | 0 | 0 | 0 | 0 | 0 | 0 | 0 | 0 | 0 | 0 | 0 | 0 | 0 | 0 | 0 | 0 | 0 | 0 | 0 | 0 | 0 | 0 | 0 | 0
QLD1 | Wind | 0 | 72137.972 | 86438.0316 | 119671.0093 | 132271.7511 | 166240.4839 | 155364.9383 | 145585.202 | 169713.6104 | 209386.5988 | 212641.6964 | 199256.5561 | 188249.5639 | 189521.7574 | 182279.3351 | 170805.4123 | 159180.3216 | 148766.6571 | 139034.2612 | 132763.9437 | 123727.9719 | 123241.4015 | 116456.9851 | 116157.4027 | 109112.3225
QLD1 | Solar PV | 0 | 0.0082425 | 0.0079443 | 0.0095142 | 0.019338 | 337.2726 | 315.2082 | 16554.8546 | 25110.4803 | 40373.8023 | 44647.7266 | 41837.2896 | 46165.4317 | 56828.2109 | 63693.2902 | 64624.2627 | 76300.0171 | 72988.6303 | 86697.2951 | 88074.6853 | 82080.2838 | 81875.8685 | 85684.1702 | 80290.6154 | 76878.2506
QLD1 | Grid Battery | 0 | 0.0051118 | 0.010592 | 0.017822 | 0.016609 | 0.015527 | 0.014523 | 0.013724 | 0.017391 | 0.11146 | 10156.9809 | 15288.6438 | 14248.0921 | 13315.974 | 12444.8357 | 15878.1488 | 16102.3626 | 18548.4677 | 30117.8678 | 31874.4675 | 29705.0774 | 27761.7547 | 25945.5651 | 24312.3717 | 22657.6612
QLD1 | PHES | 0 | 0 | 0 | 0 | 2883.7817 | 2695.1232 | 2518.8067 | 2360.2556 | 2199.6157 | 2055.7222 | 1921.2457 | 2245.0019 | 2092.2062 | 3188.0762 | 2979.5106 | 2913.8486 | 2715.5311 | 2537.8798 | 2371.8507 | 2222.5545 | 2071.2865 | 1935.7927 | 1809.1647 | 1695.2833 | 1579.9418
QLD1 | VPP | 0 | 0 | 0 | 0 | 0 | 0 | 0 | 0 | 0 | 0 | 0 | 0 | 0 | 0 | 0 | 0 | 0 | 0 | 0 | 0 | 0 | 0 | 0 | 0 | 0
Total |  | 0 | 72137.9865 | 86438.0514 | 119671.038 | 135155.5701 | 169272.8964 | 158198.969 | 164500.3274 | 197023.7252 | 251816.2363 | 269367.6522 | 258627.4947 | 250755.297 | 262854.0214 | 261396.9744 | 254221.6749 | 254298.2348 | 242841.6372 | 258221.2769 | 254935.653 | 237584.6214 | 234814.8192 | 229895.8868 | 222455.6747 | 212492.0667
Region | Technology | 2024-25 | 2025-26 | 2026-27 | 2027-28 | 2028-29 | 2029-30 | 2030-31 | 2031-32 | 2032-33 | 2033-34 | 2034-35 | 2035-36 | 2036-37 | 2037-38 | 2038-39 | 2039-40 | 2040-41 | 2041-42 | 2042-43 | 2043-44 | 2044-45 | 2045-46 | 2046-47 | 2047-48 | 2048-49
VIC1 | Black Coal | 0 | 0 | 0 | 0 | 0 | 0 | 0 | 0 | 0 | 0 | 0 | 0 | 0 | 0 | 0 | 0 | 0 | 0 | 0 | 0 | 0 | 0 | 0 | 0 | 0
VIC1 | Brown Coal | 0 | 0 | 0 | 0 | 0 | 0 | 0 | 0 | 0 | 0 | 0 | 0 | 0 | 0 | 0 | 0 | 0 | 0 | 0 | 0 | 0 | 0 | 0 | 0 | 0
VIC1 | CCGT | 0 | 0.00028121 | 0.00026281 | 0.00024627 | 0.00022951 | 0.00021449 | 0.00025694 | 0.0002697 | 0.00029786 | 0.00028159 | 0.00026317 | 0.0002466 | 0.00022982 | 0.00021478 | 0.00020073 | 0.00018809 | 0.00017529 | 0.00016383 | 0.00015311 | 0.00014347 | 0.00013371 | 0.00012496 | 0.00011678 | 0.00010943 | 0.00010198
VIC1 | Gas - Steam | 0 | 0 | 0 | 0 | 0 | 0 | 0 | 0 | 0 | 0 | 0 | 0 | 0 | 0 | 0 | 0 | 0 | 0 | 0 | 0 | 0 | 0 | 0 | 0 | 0
VIC1 | OCGT / Diesel | 0 | 0.00089663 | 0.0011231 | 0.0011486 | 0.0011477 | 0.001074 | 0.0010583 | 0.0012315 | 0.0013809 | 0.0014448 | 0.0024873 | 4892.1288 | 4559.1684 | 4260.905 | 3982.1542 | 3731.4899 | 3477.5231 | 3360.8621 | 3140.9926 | 3616.3297 | 6646.7236 | 6211.8912 | 5805.5058 | 5440.0671 | 5069.8137
VIC1 | Hydro | 0 | 0 | 0 | 0 | 0 | 0 | 0 | 0 | 0 | 0 | 0 | 0 | 0 | 0 | 0 | 0 | 0 | 0 | 0 | 0 | 0 | 0 | 0 | 0 | 0
VIC1 | Hydrogen Turbine | 0 | 0 | 0 | 0 | 0 | 0 | 0 | 0 | 0 | 0 | 0 | 0 | 0 | 0 | 0 | 0 | 0 | 0 | 0 | 0 | 0 | 0 | 0 | 0 | 0
VIC1 | Wind | 0 | 11403.5528 | 10657.5376 | 29928.5649 | 56708.8831 | 71653.3412 | 165714.0858 | 247815.3952 | 288467.5228 | 334246.1792 | 362618.5297 | 410372.3269 | 448218.05 | 480368.1244 | 506393.3381 | 528352.2342 | 492392.351 | 460179.7678 | 430074.5493 | 403002.6804 | 375574.1423 | 351003.8713 | 328041.0012 | 307391.8332 | 294935.5858
VIC1 | Solar PV | 0 | 0.017067 | 0.016502 | 0.016468 | 0.031636 | 0.029631 | 0.027711 | 0.026081 | 0.027817 | 10173.0065 | 9507.4827 | 8909.016 | 8302.6644 | 8915.3287 | 9611.8378 | 16558.4128 | 15431.4425 | 24395.0691 | 22799.13 | 28643.8044 | 26694.2946 | 24947.9389 | 23956.0037 | 22448.0471 | 24496.7056
VIC1 | Grid Battery | 0 | 0.0092583 | 0.015742 | 0.020768 | 0.019373 | 0.018327 | 0.017446 | 2852.4879 | 5159.2404 | 6396.7667 | 14713.6932 | 13787.5116 | 12849.1276 | 12008.5305 | 11222.9257 | 10516.4772 | 9800.7212 | 9159.5527 | 8560.3297 | 8021.4835 | 7475.5379 | 6986.4841 | 6529.4245 | 6118.4175 | 5701.9955
VIC1 | PHES | 0 | 0 | 0 | 0 | 7300.9803 | 6823.3461 | 6376.959 | 5975.5491 | 5568.8533 | 6345.1748 | 7510.7401 | 7037.9621 | 6558.9554 | 6129.8648 | 5728.8457 | 5368.2325 | 5002.8682 | 4675.5779 | 4369.699 | 4094.6399 | 3815.957 | 3566.315 | 3333.0047 | 3123.2023 | 2910.6358
VIC1 | VPP | 0 | 0 | 0 | 0 | 0 | 0 | 0 | 0 | 0 | 0 | 0 | 0 | 0 | 0 | 0 | 0 | 0 | 0 | 0 | 0 | 0 | 0 | 0 | 0 | 0
Total |  | 0 | 11403.5803 | 10657.5712 | 29928.6035 | 64009.9158 | 78476.7365 | 172091.0913 | 256643.4598 | 299195.646 | 357161.129 | 394350.4484 | 444998.9456 | 480487.966 | 511682.7537 | 536939.1018 | 564526.8467 | 526104.9062 | 501770.8297 | 468944.7007 | 447378.9381 | 420206.6557 | 392716.5007 | 367664.94 | 344521.5672 | 333114.7365
Region | Technology | 2024-25 | 2025-26 | 2026-27 | 2027-28 | 2028-29 | 2029-30 | 2030-31 | 2031-32 | 2032-33 | 2033-34 | 2034-35 | 2035-36 | 2036-37 | 2037-38 | 2038-39 | 2039-40 | 2040-41 | 2041-42 | 2042-43 | 2043-44 | 2044-45 | 2045-46 | 2046-47 | 2047-48 | 2048-49
SA1 | Black Coal | 0 | 0 | 0 | 0 | 0 | 0 | 0 | 0 | 0 | 0 | 0 | 0 | 0 | 0 | 0 | 0 | 0 | 0 | 0 | 0 | 0 | 0 | 0 | 0 | 0
SA1 | Brown Coal | 0 | 0 | 0 | 0 | 0 | 0 | 0 | 0 | 0 | 0 | 0 | 0 | 0 | 0 | 0 | 0 | 0 | 0 | 0 | 0 | 0 | 0 | 0 | 0 | 0
SA1 | CCGT | 0 | 0.00027679 | 0.00025868 | 0.0002424 | 0.0002259 | 0.00021112 | 0.00025732 | 0.00026436 | 0.00029169 | 0.00027746 | 0.00025931 | 0.00024299 | 0.00022645 | 0.00021164 | 0.00019779 | 0.00018534 | 0.00017273 | 0.00016143 | 0.00015087 | 0.00014137 | 0.00013175 | 0.00012313 | 0.00011507 | 0.00010783 | 0.00010049
SA1 | Gas - Steam | 0 | 0 | 0 | 0 | 0 | 0 | 0 | 0 | 0 | 0 | 0 | 0 | 0 | 0 | 0 | 0 | 0 | 0 | 0 | 0 | 0 | 0 | 0 | 0 | 0
SA1 | OCGT / Diesel | 0 | 0.00091724 | 0.0011378 | 0.0011724 | 0.0011507 | 0.0010766 | 0.0010764 | 0.0012626 | 0.0014873 | 0.0014416 | 0.0024349 | 0.01585 | 0.014773 | 0.013811 | 0.012909 | 0.012099 | 0.011278 | 0.010545 | 0.0098581 | 670.9492 | 625.2841 | 584.3777 | 546.1474 | 511.7691 | 476.9379
SA1 | Hydro | 0 | 0 | 0 | 0 | 0 | 0 | 0 | 0 | 0 | 0 | 0 | 0 | 0 | 0 | 0 | 0 | 0 | 0 | 0 | 0 | 0 | 0 | 0 | 0 | 0
SA1 | Hydrogen Turbine | 0 | 0 | 0 | 0 | 0 | 0 | 0 | 0 | 0 | 0 | 0 | 0 | 0 | 0 | 0 | 0 | 0 | 0 | 0 | 0 | 0 | 0 | 0 | 0 | 0
SA1 | Wind | 0 | 0.023201 | 18075.4063 | 20273.8251 | 30861.4077 | 41298.7281 | 38596.9422 | 36167.3848 | 33705.8229 | 39550.6487 | 36963.2235 | 34636.5026 | 32279.1284 | 31059.5572 | 36338.1226 | 34646.8949 | 32288.813 | 30176.462 | 28202.3138 | 26427.0659 | 24628.4285 | 23017.2247 | 26757.2332 | 28507.8968 | 30226.0336
SA1 | Solar PV | 0 | 0.015124 | 0.016263 | 2587.1345 | 6142.5025 | 5740.6566 | 5365.0997 | 5027.3832 | 4685.218 | 6418.6733 | 5998.7601 | 5621.1566 | 5238.5783 | 13150.541 | 13035.0327 | 15792.544 | 16546.7308 | 25464.7128 | 23798.7971 | 28249.2035 | 26326.5504 | 24604.2528 | 25781.8266 | 24158.94 | 22900.8931
SA1 | Grid Battery | 0 | 0.004927 | 0.0093327 | 0.015724 | 0.014659 | 0.013731 | 0.012862 | 0.017825 | 0.054961 | 3311.0589 | 3094.4476 | 3275.5718 | 3052.635 | 4900.0494 | 4579.4855 | 4291.2238 | 4032.1669 | 12085.0223 | 11294.4135 | 13949.1242 | 12999.7408 | 12149.2905 | 11354.4771 | 10639.7478 | 9915.602
SA1 | PHES | 0 | 0 | 0 | 0 | 0 | 0 | 0 | 0 | 0 | 0 | 0 | 0 | 0 | 0 | 0 | 0 | 0 | 0 | 0 | 0 | 0 | 0 | 0 | 0 | 0
SA1 | VPP | 0 | 0 | 0 | 0 | 0 | 0 | 0 | 0 | 0 | 0 | 0 | 0 | 0 | 0 | 0 | 0 | 0 | 0 | 0 | 0 | 0 | 0 | 0 | 0 | 0
Total |  | 0 | 0.044446 | 18075.4333 | 22860.9768 | 37003.9262 | 47039.3997 | 43962.0561 | 41194.7874 | 38391.0977 | 49280.3827 | 46056.4339 | 43533.2472 | 40570.3567 | 49110.1616 | 53952.6539 | 54730.675 | 52867.722 | 67726.2077 | 63295.5343 | 69296.343 | 64580.004 | 60355.1458 | 64439.6845 | 63818.3539 | 63519.4666
Region | Technology | 2024-25 | 2025-26 | 2026-27 | 2027-28 | 2028-29 | 2029-30 | 2030-31 | 2031-32 | 2032-33 | 2033-34 | 2034-35 | 2035-36 | 2036-37 | 2037-38 | 2038-39 | 2039-40 | 2040-41 | 2041-42 | 2042-43 | 2043-44 | 2044-45 | 2045-46 | 2046-47 | 2047-48 | 2048-49
TAS1 | Black Coal | 0 | 0 | 0 | 0 | 0 | 0 | 0 | 0 | 0 | 0 | 0 | 0 | 0 | 0 | 0 | 0 | 0 | 0 | 0 | 0 | 0 | 0 | 0 | 0 | 0
TAS1 | Brown Coal | 0 | 0 | 0 | 0 | 0 | 0 | 0 | 0 | 0 | 0 | 0 | 0 | 0 | 0 | 0 | 0 | 0 | 0 | 0 | 0 | 0 | 0 | 0 | 0 | 0
TAS1 | CCGT | 0 | 0.00014222 | 0.00013291 | 0.00012455 | 0.00011607 | 0.00010848 | 0.00018892 | 0.00018333 | 0.00018569 | 0.00017412 | 0.00016646 | 0.00015844 | 0.00015711 | 0.00016293 | 0.00015227 | 0.00014395 | 0.00013415 | 0.00012619 | 0.00011794 | 0.00011098 | 0.00010343 | 9.6662e-05 | 9.0339e-05 | 8.4652e-05 | 8.2647e-05
TAS1 | Gas - Steam | 0 | 0 | 0 | 0 | 0 | 0 | 0 | 0 | 0 | 0 | 0 | 0 | 0 | 0 | 0 | 0 | 0 | 0 | 0 | 0 | 0 | 0 | 0 | 0 | 0
TAS1 | OCGT / Diesel | 0 | 0.00085814 | 0.0010605 | 0.0010873 | 0.0010678 | 0.001 | 0.0010311 | 0.0011874 | 0.0012743 | 0.0012725 | 0.001354 | 0.0020362 | 0.001905 | 0.0018661 | 0.0017478 | 0.0016434 | 0.0015366 | 0.0043285 | 0.0040488 | 0.0038001 | 0.0069959 | 0.0065411 | 0.0061162 | 0.0057343 | 0.0053486
TAS1 | Hydro | 0 | 0 | 0 | 0 | 0 | 0 | 0 | 0 | 0 | 0 | 0 | 0 | 0 | 0 | 0 | 0 | 0 | 0 | 0 | 0 | 0 | 0 | 0 | 0 | 0
TAS1 | Hydrogen Turbine | 0 | 0 | 0 | 0 | 0 | 0 | 0 | 0 | 0 | 0 | 0 | 0 | 0 | 0 | 0 | 0 | 0 | 0 | 0 | 0 | 0 | 0 | 0 | 0 | 0
TAS1 | Wind | 0 | 0.091629 | 6336.0169 | 12377.531 | 17623.7906 | 21443.3877 | 23758.3413 | 22262.8289 | 26840.6738 | 30728.5343 | 28718.2592 | 26910.5355 | 29953.4867 | 27993.9166 | 29639.9712 | 27774.2538 | 26747.4418 | 24997.6092 | 23362.2523 | 21891.672 | 20401.716 | 19067.0246 | 17819.652 | 16697.9608 | 15561.494
TAS1 | Solar PV | 0 | 0.0017052 | 0.002608 | 0.0025579 | 0.0026148 | 0.0026254 | 0.0027767 | 0.0043973 | 0.0044289 | 0.0041518 | 0.0038822 | 3279.327 | 3056.1349 | 2856.2018 | 2669.3475 | 2501.3222 | 2331.0813 | 2178.5819 | 2036.0579 | 1907.8947 | 1778.0425 | 1661.722 | 1553.0121 | 1455.2548 | 1356.2122
TAS1 | Grid Battery | 0 | 0.0032528 | 0.0035051 | 0.0043061 | 0.0041997 | 0.0044831 | 0.0059704 | 0.010301 | 0.012711 | 0.013823 | 0.013255 | 0.015512 | 0.014554 | 0.015194 | 0.014256 | 0.013595 | 0.016238 | 0.017443 | 0.016636 | 0.018499 | 0.019192 | 0.018002 | 0.017109 | 0.016097 | 0.016526
TAS1 | PHES | 0 | 0 | 0 | 0 | 0.0098692 | 0.010153 | 0.026788 | 0.030759 | 9.7036 | 201.6229 | 499.1384 | 1557.6016 | 3150.2306 | 3659.6163 | 3420.2022 | 3204.9112 | 2986.7845 | 4192.9528 | 3918.6475 | 3671.982 | 3422.0654 | 3198.192 | 2988.9645 | 2800.8184 | 2610.1936
TAS1 | VPP | 0 | 0 | 0 | 0 | 0 | 0 | 0 | 0 | 0 | 0 | 0 | 0 | 0 | 0 | 0 | 0 | 0 | 0 | 0 | 0 | 0 | 0 | 0 | 0 | 0
Total |  | 0 | 0.097587 | 6336.0242 | 12377.5391 | 17623.8085 | 21443.406 | 23758.3781 | 22262.8757 | 26850.396 | 30930.1766 | 29217.4163 | 31747.4818 | 36159.8689 | 34509.7519 | 35729.537 | 33480.5026 | 32065.3254 | 31369.1658 | 29316.9785 | 27471.5711 | 25601.8502 | 23926.9633 | 22361.6519 | 20954.0559 | 19527.9217

## O3C_Fuel Cost
Fuel cost by technology ($000s) - O3C, Step Change Scenario
Fuel | Real June 2023 dollars discounted to 1 July 2023
Explicitly modelled generation
Region | Technology | 2024-25 | 2025-26 | 2026-27 | 2027-28 | 2028-29 | 2029-30 | 2030-31 | 2031-32 | 2032-33 | 2033-34 | 2034-35 | 2035-36 | 2036-37 | 2037-38 | 2038-39 | 2039-40 | 2040-41 | 2041-42 | 2042-43 | 2043-44 | 2044-45 | 2045-46 | 2046-47 | 2047-48 | 2048-49
NEM | Black Coal | 1995216.886 | 1380203.3625 | 1299460.338 | 1027395.228 | 750802.388 | 503186.475 | 379773.789 | 297492.811 | 221471.355 | 147091.425 | 82707.388 | 70349.796 | 31920.038 | 0 | 0 | 0 | 0 | 0 | 0 | 0 | 0 | 0 | 0 | 0 | 0
NEM | Brown Coal | 196511.904 | 181213.251 | 151592.506 | 127193.174 | 74635.183 | 67894.765 | 63124.927 | 48080.815 | 47017.088 | 0 | 0 | 0 | 0 | 0 | 0 | 0 | 0 | 0 | 0 | 0 | 0 | 0 | 0 | 0 | 0
NEM | CCGT | 194115.994 | 216905.913 | 151503.4691 | 167985.4941 | 156278.9907 | 114354.0962 | 121753.4681 | 139364.5183 | 150470.8475 | 172011.1857 | 195264.2248 | 143121.4541 | 128530.0447 | 94595.9614 | 85572.7864 | 77251.9224 | 71464.0612 | 58273.055 | 44435.5734 | 38273.5257 | 33464.3678 | 23508.9964 | 19379.7922 | 18718.2446 | 18312.2135
NEM | Gas - Steam | 6404.011 | 4718.5519 | 13807.237 | 127013.448 | 138990.848 | 131998.152 | 1167.2799 | 5629.38 | 13268.837 | 17435.076 | 31354.4 | 10570.399 | 12294.391 | 18473.75 | 10750.682 | 0 | 0 | 0 | 0 | 0 | 0 | 0 | 0 | 0 | 0
NEM | OCGT / Diesel | 48683.877 | 43288.4925 | 32361.0951 | 29461.8312 | 59480.3053 | 19891.4936 | 17537.3081 | 35938.427 | 86024.9651 | 71363.1604 | 179777.3543 | 96252.6507 | 130536.098 | 176885.5861 | 75462.538 | 115500.0208 | 81483.4202 | 112725.3587 | 52770.6302 | 118685.6801 | 83914.679 | 81421.8622 | 80995.3666 | 36278.6706 | 70879.7336
NEM | Hydro | 0 | 0 | 0 | 0 | 0 | 0 | 0 | 0 | 0 | 0 | 0 | 0 | 0 | 0 | 0 | 0 | 0 | 0 | 0 | 0 | 0 | 0 | 0 | 0 | 0
NEM | Hydrogen Turbine | 0 | 0 | 0 | 0 | 0 | 0 | 0 | 0 | 0 | 0 | 0 | 0 | 0 | 0 | 0 | 0 | 0 | 0 | 0 | 0 | 0 | 0 | 0 | 0 | 0
NEM | Wind | 0 | 0 | 0 | 0 | 0 | 0 | 0 | 0 | 0 | 0 | 0 | 0 | 0 | 0 | 0 | 0 | 0 | 0 | 0 | 0 | 0 | 0 | 0 | 0 | 0
NEM | Solar PV | 0 | 0 | 0 | 0 | 0 | 0 | 0 | 0 | 0 | 0 | 0 | 0 | 0 | 0 | 0 | 0 | 0 | 0 | 0 | 0 | 0 | 0 | 0 | 0 | 0
NEM | Grid Battery | 0 | 0 | 0 | 0 | 0 | 0 | 0 | 0 | 0 | 0 | 0 | 0 | 0 | 0 | 0 | 0 | 0 | 0 | 0 | 0 | 0 | 0 | 0 | 0 | 0
NEM | PHES | 0 | 0 | 0 | 0 | 0 | 0 | 0 | 0 | 0 | 0 | 0 | 0 | 0 | 0 | 0 | 0 | 0 | 0 | 0 | 0 | 0 | 0 | 0 | 0 | 0
NEM | VPP | 0 | 0 | 0 | 0 | 0 | 0 | 0 | 0 | 0 | 0 | 0 | 0 | 0 | 0 | 0 | 0 | 0 | 0 | 0 | 0 | 0 | 0 | 0 | 0 | 0
Total |  | 2440932.672 | 1826329.5709 | 1648724.6452 | 1479049.1753 | 1180187.715 | 837324.9818 | 583356.7721 | 526505.9513 | 518253.0926 | 407900.8471 | 489103.3671 | 320294.2998 | 303280.5717 | 289955.2975 | 171786.0064 | 192751.9432 | 152947.4813 | 170998.4137 | 97206.2036 | 156959.2058 | 117379.0468 | 104930.8586 | 100375.1587 | 54996.9153 | 89191.9471
Region | Technology | 2024-25 | 2025-26 | 2026-27 | 2027-28 | 2028-29 | 2029-30 | 2030-31 | 2031-32 | 2032-33 | 2033-34 | 2034-35 | 2035-36 | 2036-37 | 2037-38 | 2038-39 | 2039-40 | 2040-41 | 2041-42 | 2042-43 | 2043-44 | 2044-45 | 2045-46 | 2046-47 | 2047-48 | 2048-49
NSW1 | Black Coal | 1138064.544 | 727451.7765 | 742518.312 | 602499.952 | 387288.348 | 219957.04 | 168877.904 | 97036.484 | 100157.588 | 97619.02 | 82707.388 | 70349.796 | 31920.038 | 0 | 0 | 0 | 0 | 0 | 0 | 0 | 0 | 0 | 0 | 0 | 0
NSW1 | Brown Coal | 0 | 0 | 0 | 0 | 0 | 0 | 0 | 0 | 0 | 0 | 0 | 0 | 0 | 0 | 0 | 0 | 0 | 0 | 0 | 0 | 0 | 0 | 0 | 0 | 0
NSW1 | CCGT | 1086.6778 | 20039.5969 | 30002.4579 | 48440.7984 | 49191.7491 | 31753.1839 | 33475.3674 | 35072.503 | 39834.5952 | 40677.087 | 40537.0023 | 27399.0854 | 25611.9909 | 21858.3124 | 23783.854 | 24169.0256 | 21268.1492 | 15732.0118 | 9881.4953 | 0.0059494 | 0.0054472 | 0.0051821 | 0.0049043 | 0.0045885 | 0.004286
NSW1 | Gas - Steam | 0 | 0 | 0 | 0 | 0 | 0 | 0 | 0 | 0 | 0 | 0 | 0 | 0 | 0 | 0 | 0 | 0 | 0 | 0 | 0 | 0 | 0 | 0 | 0 | 0
NSW1 | OCGT / Diesel | 0.020894 | 5579.756 | 1863.1347 | 1551.0678 | 11765.7226 | 625.5124 | 437.4587 | 10346.9969 | 42864.5394 | 18044.7014 | 75269.7861 | 33173.5755 | 63940.4214 | 65265.713 | 24603.3328 | 42584.0626 | 32063.6525 | 49657.4845 | 23292.2263 | 43142.6628 | 28603.6005 | 35272.7895 | 18669.9936 | 7456.6976 | 22818.9558
NSW1 | Hydro | 0 | 0 | 0 | 0 | 0 | 0 | 0 | 0 | 0 | 0 | 0 | 0 | 0 | 0 | 0 | 0 | 0 | 0 | 0 | 0 | 0 | 0 | 0 | 0 | 0
NSW1 | Hydrogen Turbine | 0 | 0 | 0 | 0 | 0 | 0 | 0 | 0 | 0 | 0 | 0 | 0 | 0 | 0 | 0 | 0 | 0 | 0 | 0 | 0 | 0 | 0 | 0 | 0 | 0
NSW1 | Wind | 0 | 0 | 0 | 0 | 0 | 0 | 0 | 0 | 0 | 0 | 0 | 0 | 0 | 0 | 0 | 0 | 0 | 0 | 0 | 0 | 0 | 0 | 0 | 0 | 0
NSW1 | Solar PV | 0 | 0 | 0 | 0 | 0 | 0 | 0 | 0 | 0 | 0 | 0 | 0 | 0 | 0 | 0 | 0 | 0 | 0 | 0 | 0 | 0 | 0 | 0 | 0 | 0
NSW1 | Grid Battery | 0 | 0 | 0 | 0 | 0 | 0 | 0 | 0 | 0 | 0 | 0 | 0 | 0 | 0 | 0 | 0 | 0 | 0 | 0 | 0 | 0 | 0 | 0 | 0 | 0
NSW1 | PHES | 0 | 0 | 0 | 0 | 0 | 0 | 0 | 0 | 0 | 0 | 0 | 0 | 0 | 0 | 0 | 0 | 0 | 0 | 0 | 0 | 0 | 0 | 0 | 0 | 0
NSW1 | VPP | 0 | 0 | 0 | 0 | 0 | 0 | 0 | 0 | 0 | 0 | 0 | 0 | 0 | 0 | 0 | 0 | 0 | 0 | 0 | 0 | 0 | 0 | 0 | 0 | 0
Total |  | 1139151.2427 | 753071.1294 | 774383.9046 | 652491.8181 | 448245.8196 | 252335.7363 | 202790.7301 | 142455.9838 | 182856.7227 | 156340.8084 | 198514.1764 | 130922.4569 | 121472.4503 | 87124.0254 | 48387.1868 | 66753.0882 | 53331.8017 | 65389.4962 | 33173.7216 | 43142.6688 | 28603.606 | 35272.7946 | 18669.9985 | 7456.7022 | 22818.96
Region | Technology | 2024-25 | 2025-26 | 2026-27 | 2027-28 | 2028-29 | 2029-30 | 2030-31 | 2031-32 | 2032-33 | 2033-34 | 2034-35 | 2035-36 | 2036-37 | 2037-38 | 2038-39 | 2039-40 | 2040-41 | 2041-42 | 2042-43 | 2043-44 | 2044-45 | 2045-46 | 2046-47 | 2047-48 | 2048-49
QLD1 | Black Coal | 857152.342 | 652751.586 | 556942.026 | 424895.276 | 363514.04 | 283229.435 | 210895.885 | 200456.327 | 121313.767 | 49472.405 | 0 | 0 | 0 | 0 | 0 | 0 | 0 | 0 | 0 | 0 | 0 | 0 | 0 | 0 | 0
QLD1 | Brown Coal | 0 | 0 | 0 | 0 | 0 | 0 | 0 | 0 | 0 | 0 | 0 | 0 | 0 | 0 | 0 | 0 | 0 | 0 | 0 | 0 | 0 | 0 | 0 | 0 | 0
QLD1 | CCGT | 104750.2072 | 84494.2889 | 71135.9351 | 66094.062 | 65761.8979 | 57300.2352 | 60952.8189 | 69686.3952 | 71597.65 | 90778.5732 | 113967.3183 | 89934.4163 | 80369.9067 | 72737.6283 | 61788.9129 | 53082.878 | 50195.8939 | 42541.0258 | 34554.0619 | 38273.5042 | 33464.348 | 23508.9775 | 19379.7741 | 18718.2279 | 18312.1976
QLD1 | Gas - Steam | 0 | 0 | 0 | 0 | 0 | 0 | 0 | 0 | 0 | 0 | 0 | 0 | 0 | 0 | 0 | 0 | 0 | 0 | 0 | 0 | 0 | 0 | 0 | 0 | 0
QLD1 | OCGT / Diesel | 0.021293 | 0.028087 | 0.024137 | 0.022605 | 250.4793 | 0.016757 | 0.02091 | 0.021272 | 0.020403 | 471.375 | 1360.6606 | 397.6695 | 12450.7221 | 10673.1504 | 382.3743 | 10186.6909 | 2547.639 | 1287.5612 | 969.3407 | 346.6372 | 337.2911 | 2203.4054 | 3525.6266 | 388.7515 | 12660.3652
QLD1 | Hydro | 0 | 0 | 0 | 0 | 0 | 0 | 0 | 0 | 0 | 0 | 0 | 0 | 0 | 0 | 0 | 0 | 0 | 0 | 0 | 0 | 0 | 0 | 0 | 0 | 0
QLD1 | Hydrogen Turbine | 0 | 0 | 0 | 0 | 0 | 0 | 0 | 0 | 0 | 0 | 0 | 0 | 0 | 0 | 0 | 0 | 0 | 0 | 0 | 0 | 0 | 0 | 0 | 0 | 0
QLD1 | Wind | 0 | 0 | 0 | 0 | 0 | 0 | 0 | 0 | 0 | 0 | 0 | 0 | 0 | 0 | 0 | 0 | 0 | 0 | 0 | 0 | 0 | 0 | 0 | 0 | 0
QLD1 | Solar PV | 0 | 0 | 0 | 0 | 0 | 0 | 0 | 0 | 0 | 0 | 0 | 0 | 0 | 0 | 0 | 0 | 0 | 0 | 0 | 0 | 0 | 0 | 0 | 0 | 0
QLD1 | Grid Battery | 0 | 0 | 0 | 0 | 0 | 0 | 0 | 0 | 0 | 0 | 0 | 0 | 0 | 0 | 0 | 0 | 0 | 0 | 0 | 0 | 0 | 0 | 0 | 0 | 0
QLD1 | PHES | 0 | 0 | 0 | 0 | 0 | 0 | 0 | 0 | 0 | 0 | 0 | 0 | 0 | 0 | 0 | 0 | 0 | 0 | 0 | 0 | 0 | 0 | 0 | 0 | 0
QLD1 | VPP | 0 | 0 | 0 | 0 | 0 | 0 | 0 | 0 | 0 | 0 | 0 | 0 | 0 | 0 | 0 | 0 | 0 | 0 | 0 | 0 | 0 | 0 | 0 | 0 | 0
Total |  | 961902.5705 | 737245.903 | 628077.9852 | 490989.3606 | 429526.4172 | 340529.687 | 271848.7248 | 270142.7435 | 192911.4374 | 140722.3532 | 115327.9789 | 90332.0858 | 92820.6288 | 83410.7787 | 62171.2872 | 63269.5689 | 52743.5329 | 43828.587 | 35523.4026 | 38620.1415 | 33801.6391 | 25712.3829 | 22905.4007 | 19106.9793 | 30972.5628
Region | Technology | 2024-25 | 2025-26 | 2026-27 | 2027-28 | 2028-29 | 2029-30 | 2030-31 | 2031-32 | 2032-33 | 2033-34 | 2034-35 | 2035-36 | 2036-37 | 2037-38 | 2038-39 | 2039-40 | 2040-41 | 2041-42 | 2042-43 | 2043-44 | 2044-45 | 2045-46 | 2046-47 | 2047-48 | 2048-49
VIC1 | Black Coal | 0 | 0 | 0 | 0 | 0 | 0 | 0 | 0 | 0 | 0 | 0 | 0 | 0 | 0 | 0 | 0 | 0 | 0 | 0 | 0 | 0 | 0 | 0 | 0 | 0
VIC1 | Brown Coal | 196511.904 | 181213.251 | 151592.506 | 127193.174 | 74635.183 | 67894.765 | 63124.927 | 48080.815 | 47017.088 | 0 | 0 | 0 | 0 | 0 | 0 | 0 | 0 | 0 | 0 | 0 | 0 | 0 | 0 | 0 | 0
VIC1 | CCGT | 0 | 0.01243 | 0.0096462 | 0.0084585 | 0.0077478 | 0.0066997 | 0.008423 | 0.0087882 | 0.0097826 | 0.0096229 | 0.0090747 | 0.008264 | 0.0075914 | 0.0072631 | 0.0068521 | 0.0066282 | 0.00636 | 0.0061671 | 0.0057357 | 0.0055171 | 0.0050966 | 0.0048938 | 0.0046762 | 0.0043547 | 0.0041012
VIC1 | Gas - Steam | 2120.9245 | 1771.1231 | 13807.237 | 127013.448 | 138990.848 | 131998.152 | 1167.2799 | 5629.38 | 13268.837 | 17435.076 | 31354.4 | 10570.399 | 12294.391 | 18473.75 | 10750.682 | 0 | 0 | 0 | 0 | 0 | 0 | 0 | 0 | 0 | 0
VIC1 | OCGT / Diesel | 735.8404 | 31.6798 | 3491.7304 | 2499.7918 | 17484.4077 | 2645.8956 | 841.8265 | 3792.4989 | 16166.3107 | 21675.3825 | 58967.6201 | 41912.8407 | 33950.4311 | 70231.6528 | 29588.6394 | 41618.0385 | 29349.6801 | 42381.4686 | 17396.5656 | 51872.7919 | 44400.7432 | 35918.7618 | 52815.4724 | 26332.3235 | 31976.3717
VIC1 | Hydro | 0 | 0 | 0 | 0 | 0 | 0 | 0 | 0 | 0 | 0 | 0 | 0 | 0 | 0 | 0 | 0 | 0 | 0 | 0 | 0 | 0 | 0 | 0 | 0 | 0
VIC1 | Hydrogen Turbine | 0 | 0 | 0 | 0 | 0 | 0 | 0 | 0 | 0 | 0 | 0 | 0 | 0 | 0 | 0 | 0 | 0 | 0 | 0 | 0 | 0 | 0 | 0 | 0 | 0
VIC1 | Wind | 0 | 0 | 0 | 0 | 0 | 0 | 0 | 0 | 0 | 0 | 0 | 0 | 0 | 0 | 0 | 0 | 0 | 0 | 0 | 0 | 0 | 0 | 0 | 0 | 0
VIC1 | Solar PV | 0 | 0 | 0 | 0 | 0 | 0 | 0 | 0 | 0 | 0 | 0 | 0 | 0 | 0 | 0 | 0 | 0 | 0 | 0 | 0 | 0 | 0 | 0 | 0 | 0
VIC1 | Grid Battery | 0 | 0 | 0 | 0 | 0 | 0 | 0 | 0 | 0 | 0 | 0 | 0 | 0 | 0 | 0 | 0 | 0 | 0 | 0 | 0 | 0 | 0 | 0 | 0 | 0
VIC1 | PHES | 0 | 0 | 0 | 0 | 0 | 0 | 0 | 0 | 0 | 0 | 0 | 0 | 0 | 0 | 0 | 0 | 0 | 0 | 0 | 0 | 0 | 0 | 0 | 0 | 0
VIC1 | VPP | 0 | 0 | 0 | 0 | 0 | 0 | 0 | 0 | 0 | 0 | 0 | 0 | 0 | 0 | 0 | 0 | 0 | 0 | 0 | 0 | 0 | 0 | 0 | 0 | 0
Total |  | 199368.6689 | 183016.0663 | 168891.4831 | 256706.4223 | 231110.4465 | 202538.8193 | 65134.0418 | 57502.7027 | 76452.2455 | 39110.4681 | 90322.0292 | 52483.2479 | 46244.8297 | 88705.4101 | 40339.3283 | 41618.0451 | 29349.6865 | 42381.4748 | 17396.5713 | 51872.7974 | 44400.7483 | 35918.7667 | 52815.4771 | 26332.3279 | 31976.3758
Region | Technology | 2024-25 | 2025-26 | 2026-27 | 2027-28 | 2028-29 | 2029-30 | 2030-31 | 2031-32 | 2032-33 | 2033-34 | 2034-35 | 2035-36 | 2036-37 | 2037-38 | 2038-39 | 2039-40 | 2040-41 | 2041-42 | 2042-43 | 2043-44 | 2044-45 | 2045-46 | 2046-47 | 2047-48 | 2048-49
SA1 | Black Coal | 0 | 0 | 0 | 0 | 0 | 0 | 0 | 0 | 0 | 0 | 0 | 0 | 0 | 0 | 0 | 0 | 0 | 0 | 0 | 0 | 0 | 0 | 0 | 0 | 0
SA1 | Brown Coal | 0 | 0 | 0 | 0 | 0 | 0 | 0 | 0 | 0 | 0 | 0 | 0 | 0 | 0 | 0 | 0 | 0 | 0 | 0 | 0 | 0 | 0 | 0 | 0 | 0
SA1 | CCGT | 88279.109 | 112372.0085 | 50365.0615 | 53450.6208 | 41325.3319 | 25300.6668 | 27325.2668 | 34605.605 | 39038.586 | 40555.5098 | 40759.8892 | 25787.9384 | 22548.1338 | 0.0074766 | 0.0070917 | 0.0067853 | 0.0064425 | 0.0061636 | 0.0056923 | 0.0054127 | 0.0049776 | 0.0047683 | 0.0045444 | 0.004223 | 0.0039465
SA1 | Gas - Steam | 4283.0865 | 2947.4288 | 0 | 0 | 0 | 0 | 0 | 0 | 0 | 0 | 0 | 0 | 0 | 0 | 0 | 0 | 0 | 0 | 0 | 0 | 0 | 0 | 0 | 0 | 0
SA1 | OCGT / Diesel | 47947.9874 | 37677.0165 | 27006.1966 | 25410.9409 | 29979.6882 | 16620.0635 | 16257.9908 | 21693.7442 | 26421.0953 | 30591.3561 | 42213.9907 | 20121.8326 | 18767.488 | 28179.782 | 20553.8868 | 20092.2303 | 17420.1832 | 18783.5815 | 11001.3879 | 22824.4247 | 10101.1618 | 7826.3686 | 5894.2431 | 2035.6003 | 3347.98
SA1 | Hydro | 0 | 0 | 0 | 0 | 0 | 0 | 0 | 0 | 0 | 0 | 0 | 0 | 0 | 0 | 0 | 0 | 0 | 0 | 0 | 0 | 0 | 0 | 0 | 0 | 0
SA1 | Hydrogen Turbine | 0 | 0 | 0 | 0 | 0 | 0 | 0 | 0 | 0 | 0 | 0 | 0 | 0 | 0 | 0 | 0 | 0 | 0 | 0 | 0 | 0 | 0 | 0 | 0 | 0
SA1 | Wind | 0 | 0 | 0 | 0 | 0 | 0 | 0 | 0 | 0 | 0 | 0 | 0 | 0 | 0 | 0 | 0 | 0 | 0 | 0 | 0 | 0 | 0 | 0 | 0 | 0
SA1 | Solar PV | 0 | 0 | 0 | 0 | 0 | 0 | 0 | 0 | 0 | 0 | 0 | 0 | 0 | 0 | 0 | 0 | 0 | 0 | 0 | 0 | 0 | 0 | 0 | 0 | 0
SA1 | Grid Battery | 0 | 0 | 0 | 0 | 0 | 0 | 0 | 0 | 0 | 0 | 0 | 0 | 0 | 0 | 0 | 0 | 0 | 0 | 0 | 0 | 0 | 0 | 0 | 0 | 0
SA1 | PHES | 0 | 0 | 0 | 0 | 0 | 0 | 0 | 0 | 0 | 0 | 0 | 0 | 0 | 0 | 0 | 0 | 0 | 0 | 0 | 0 | 0 | 0 | 0 | 0 | 0
SA1 | VPP | 0 | 0 | 0 | 0 | 0 | 0 | 0 | 0 | 0 | 0 | 0 | 0 | 0 | 0 | 0 | 0 | 0 | 0 | 0 | 0 | 0 | 0 | 0 | 0 | 0
Total |  | 140510.1829 | 152996.4538 | 77371.258 | 78861.5617 | 71305.0201 | 41920.7303 | 43583.2576 | 56299.3491 | 65459.6812 | 71146.8658 | 82973.8799 | 45909.771 | 41315.6218 | 28179.7895 | 20553.8939 | 20092.237 | 17420.1896 | 18783.5877 | 11001.3935 | 22824.4301 | 10101.1668 | 7826.3733 | 5894.2476 | 2035.6045 | 3347.984
Region | Technology | 2024-25 | 2025-26 | 2026-27 | 2027-28 | 2028-29 | 2029-30 | 2030-31 | 2031-32 | 2032-33 | 2033-34 | 2034-35 | 2035-36 | 2036-37 | 2037-38 | 2038-39 | 2039-40 | 2040-41 | 2041-42 | 2042-43 | 2043-44 | 2044-45 | 2045-46 | 2046-47 | 2047-48 | 2048-49
TAS1 | Black Coal | 0 | 0 | 0 | 0 | 0 | 0 | 0 | 0 | 0 | 0 | 0 | 0 | 0 | 0 | 0 | 0 | 0 | 0 | 0 | 0 | 0 | 0 | 0 | 0 | 0
TAS1 | Brown Coal | 0 | 0 | 0 | 0 | 0 | 0 | 0 | 0 | 0 | 0 | 0 | 0 | 0 | 0 | 0 | 0 | 0 | 0 | 0 | 0 | 0 | 0 | 0 | 0 | 0
TAS1 | CCGT | 0 | 0.0063125 | 0.0050655 | 0.004485 | 0.0040583 | 0.0035813 | 0.0066413 | 0.0063982 | 0.0065167 | 0.0061333 | 0.0059686 | 0.0056793 | 0.0056617 | 0.0059867 | 0.0055402 | 0.0054875 | 0.0052839 | 0.0051057 | 0.0047753 | 0.0045675 | 0.0042891 | 0.0040612 | 0.0039315 | 0.003608 | 0.0035878
TAS1 | Gas - Steam | 0 | 0 | 0 | 0 | 0 | 0 | 0 | 0 | 0 | 0 | 0 | 0 | 0 | 0 | 0 | 0 | 0 | 0 | 0 | 0 | 0 | 0 | 0 | 0 | 0
TAS1 | OCGT / Diesel | 0.0069865 | 0.012027 | 0.0092061 | 0.0080827 | 0.0075303 | 0.0053486 | 0.011159 | 105.1658 | 572.9992 | 580.3454 | 1965.2968 | 646.7323 | 1427.0354 | 2535.2878 | 334.3046 | 1018.9985 | 102.2653 | 615.2628 | 111.1097 | 499.1635 | 471.8824 | 200.5371 | 90.0308 | 65.2978 | 76.0609
TAS1 | Hydro | 0 | 0 | 0 | 0 | 0 | 0 | 0 | 0 | 0 | 0 | 0 | 0 | 0 | 0 | 0 | 0 | 0 | 0 | 0 | 0 | 0 | 0 | 0 | 0 | 0
TAS1 | Hydrogen Turbine | 0 | 0 | 0 | 0 | 0 | 0 | 0 | 0 | 0 | 0 | 0 | 0 | 0 | 0 | 0 | 0 | 0 | 0 | 0 | 0 | 0 | 0 | 0 | 0 | 0
TAS1 | Wind | 0 | 0 | 0 | 0 | 0 | 0 | 0 | 0 | 0 | 0 | 0 | 0 | 0 | 0 | 0 | 0 | 0 | 0 | 0 | 0 | 0 | 0 | 0 | 0 | 0
TAS1 | Solar PV | 0 | 0 | 0 | 0 | 0 | 0 | 0 | 0 | 0 | 0 | 0 | 0 | 0 | 0 | 0 | 0 | 0 | 0 | 0 | 0 | 0 | 0 | 0 | 0 | 0
TAS1 | Grid Battery | 0 | 0 | 0 | 0 | 0 | 0 | 0 | 0 | 0 | 0 | 0 | 0 | 0 | 0 | 0 | 0 | 0 | 0 | 0 | 0 | 0 | 0 | 0 | 0 | 0
TAS1 | PHES | 0 | 0 | 0 | 0 | 0 | 0 | 0 | 0 | 0 | 0 | 0 | 0 | 0 | 0 | 0 | 0 | 0 | 0 | 0 | 0 | 0 | 0 | 0 | 0 | 0
TAS1 | VPP | 0 | 0 | 0 | 0 | 0 | 0 | 0 | 0 | 0 | 0 | 0 | 0 | 0 | 0 | 0 | 0 | 0 | 0 | 0 | 0 | 0 | 0 | 0 | 0 | 0
Total |  | 0.0069865 | 0.01834 | 0.014272 | 0.012568 | 0.011589 | 0.0089299 | 0.0178 | 105.1722 | 573.0058 | 580.3516 | 1965.3028 | 646.738 | 1427.0411 | 2535.2938 | 334.3102 | 1019.004 | 102.2706 | 615.2679 | 111.1145 | 499.168 | 471.8866 | 200.5411 | 90.0348 | 65.3014 | 76.0644

## O3C_Build Cost
New generation build cost (CAPEX) by technology ($000s) - O3C, Step Change Scenario
CAPEX | Real June 2023 dollars discounted to 1 July 2023. The total capital costs are annualised for modelling purposes. Build costs do not include capital costs of existing, committed and anticipated generators and transmission projects since there will be no difference in these costs between the Base Case and option case.
Explicitly modelled generation
Region | Technology | 2024-25 | 2025-26 | 2026-27 | 2027-28 | 2028-29 | 2029-30 | 2030-31 | 2031-32 | 2032-33 | 2033-34 | 2034-35 | 2035-36 | 2036-37 | 2037-38 | 2038-39 | 2039-40 | 2040-41 | 2041-42 | 2042-43 | 2043-44 | 2044-45 | 2045-46 | 2046-47 | 2047-48 | 2048-49
NEM | Black Coal | 0 | 0 | 0 | 0 | 0 | 0 | 0 | 0 | 0 | 0 | 0 | 0 | 0 | 0 | 0 | 0 | 0 | 0 | 0 | 0 | 0 | 0 | 0 | 0 | 0
NEM | Brown Coal | 0 | 0 | 0 | 0 | 0 | 0 | 0 | 0 | 0 | 0 | 0 | 0 | 0 | 0 | 0 | 0 | 0 | 0 | 0 | 0 | 0 | 0 | 0 | 0 | 0
NEM | CCGT | 0 | 0.019294 | 0.018032 | 0.016897 | 0.015747 | 0.014717 | 0.01864 | 0.019642 | 0.020321 | 0.019559 | 0.0184 | 0.017278 | 0.016242 | 0.015418 | 0.014409 | 0.013521 | 0.0126 | 0.011788 | 0.011017 | 0.01033 | 0.0096272 | 0.0089973 | 0.0084087 | 0.0078794 | 0.0073972
NEM | Gas - Steam | 0 | 0 | 0 | 0 | 0 | 0 | 0 | 0 | 0 | 0 | 0 | 0 | 0 | 0 | 0 | 0 | 0 | 0 | 0 | 0 | 0 | 0 | 0 | 0 | 0
NEM | OCGT / Diesel | 0 | 0.050771 | 0.058481 | 0.059327 | 0.05805 | 0.054322 | 0.054414 | 0.062102 | 0.068591 | 0.067921 | 0.099104 | 40307.3192 | 37563.9902 | 42210.9668 | 39449.5018 | 36966.2772 | 34450.3364 | 33102.2686 | 30936.6997 | 39873.8443 | 63708.4499 | 59540.6081 | 55645.4284 | 52142.7201 | 67068.8013
NEM | Hydro | 0 | 0 | 0 | 0 | 0 | 0 | 0 | 0 | 0 | 0 | 0 | 0 | 0 | 0 | 0 | 0 | 0 | 0 | 0 | 0 | 0 | 0 | 0 | 0 | 0
NEM | Hydrogen Turbine | 0 | 0 | 0 | 0 | 0 | 0 | 0 | 0 | 0 | 0 | 0 | 0 | 0 | 0 | 0 | 0 | 0 | 0 | 0 | 0 | 0 | 0 | 0 | 0 | 0
NEM | Wind | 0 | 1183064.7733 | 2043542.2627 | 2916543.6411 | 3580960.0427 | 4084162.4631 | 4113983.3655 | 4100754.0201 | 4336001.8372 | 4801647.5192 | 4842596.4674 | 4717798.1316 | 4708760.0696 | 4666586.325 | 4651127.7755 | 4496965.0793 | 4197921.3166 | 3923290.9849 | 3666627.1979 | 3464206.7172 | 3228431.3007 | 3075269.5415 | 2971129.3096 | 2881282.4632 | 2794122.9612
NEM | Solar PV | 0 | 0.60148 | 0.62012 | 61306.4487 | 231448.715 | 462788.356 | 432512.486 | 499754.9314 | 522460.9791 | 671963.5188 | 665901.2299 | 645068.7225 | 637727.9557 | 810494.1657 | 877189.2409 | 1024757.6688 | 1100659.4265 | 1133701.2079 | 1146397.8655 | 1228446.0722 | 1144837.4976 | 1093016.2948 | 1110553.7258 | 1048145.2853 | 1020970.8041
NEM | Grid Battery | 0 | 0.5907 | 0.97799 | 66090.0155 | 61591.9023 | 129514.3097 | 121041.4289 | 134588.4335 | 143604.7808 | 176333.8731 | 289910.2011 | 309439.4635 | 302860.179 | 381274.6344 | 356331.4395 | 425615.5425 | 404231.8339 | 449981.3524 | 539907.3085 | 557292.9941 | 519363.4055 | 485386.2115 | 453631.8663 | 408014.2864 | 380244.6682
NEM | PHES | 0 | 0 | 0 | 0 | 387394.7512 | 408394.7973 | 381677.5656 | 357652.2 | 333434.123 | 335212.6306 | 361190.0275 | 359604.398 | 355212.9844 | 358304.909 | 334864.4055 | 315759.536 | 294268.8224 | 287444.2329 | 268639.491 | 251729.5685 | 234596.7482 | 219249.5569 | 204906.427 | 192008.2022 | 178940.9856
NEM | VPP | 0 | 0 | 0 | 0 | 0 | 0 | 0 | 0 | 0 | 0 | 0 | 0 | 0 | 0 | 0 | 0 | 0 | 0 | 0 | 0 | 0 | 0 | 0 | 0 | 0
Total |  | 0 | 1183066.0355 | 2043543.9374 | 3043940.1815 | 4261395.485 | 5084859.9951 | 5049214.9191 | 5092749.6668 | 5335501.809 | 5985157.6292 | 6159598.0434 | 6072218.052 | 6042125.1952 | 6258871.0163 | 6258962.3776 | 6300064.1173 | 6031531.7484 | 5827520.0586 | 5652508.5736 | 5541549.2067 | 5190937.4114 | 4932462.2218 | 4795866.7655 | 4581592.965 | 4441348.2278
Region | Technology | 2024-25 | 2025-26 | 2026-27 | 2027-28 | 2028-29 | 2029-30 | 2030-31 | 2031-32 | 2032-33 | 2033-34 | 2034-35 | 2035-36 | 2036-37 | 2037-38 | 2038-39 | 2039-40 | 2040-41 | 2041-42 | 2042-43 | 2043-44 | 2044-45 | 2045-46 | 2046-47 | 2047-48 | 2048-49
NSW1 | Black Coal | 0 | 0 | 0 | 0 | 0 | 0 | 0 | 0 | 0 | 0 | 0 | 0 | 0 | 0 | 0 | 0 | 0 | 0 | 0 | 0 | 0 | 0 | 0 | 0 | 0
NSW1 | Brown Coal | 0 | 0 | 0 | 0 | 0 | 0 | 0 | 0 | 0 | 0 | 0 | 0 | 0 | 0 | 0 | 0 | 0 | 0 | 0 | 0 | 0 | 0 | 0 | 0 | 0
NSW1 | CCGT | 0 | 0.0048716 | 0.0045529 | 0.0042663 | 0.0039759 | 0.0037158 | 0.0041891 | 0.0048178 | 0.004863 | 0.0045618 | 0.0042633 | 0.003995 | 0.0037231 | 0.0034795 | 0.0032519 | 0.0030472 | 0.0028398 | 0.002654 | 0.0024804 | 0.0023242 | 0.0021661 | 0.0020244 | 0.0018919 | 0.0017728 | 0.0016522
NSW1 | Gas - Steam | 0 | 0 | 0 | 0 | 0 | 0 | 0 | 0 | 0 | 0 | 0 | 0 | 0 | 0 | 0 | 0 | 0 | 0 | 0 | 0 | 0 | 0 | 0 | 0 | 0
NSW1 | OCGT / Diesel | 0 | 0.013344 | 0.012554 | 0.012234 | 0.011777 | 0.011019 | 0.011023 | 0.012989 | 0.014665 | 0.013896 | 0.015765 | 0.014862 | 0.018405 | 7104.45 | 6639.6729 | 6221.726 | 5798.2726 | 5418.9464 | 5064.4359 | 4745.6454 | 4422.6547 | 4133.3222 | 3862.9179 | 3619.7592 | 3793.5931
NSW1 | Hydro | 0 | 0 | 0 | 0 | 0 | 0 | 0 | 0 | 0 | 0 | 0 | 0 | 0 | 0 | 0 | 0 | 0 | 0 | 0 | 0 | 0 | 0 | 0 | 0 | 0
NSW1 | Hydrogen Turbine | 0 | 0 | 0 | 0 | 0 | 0 | 0 | 0 | 0 | 0 | 0 | 0 | 0 | 0 | 0 | 0 | 0 | 0 | 0 | 0 | 0 | 0 | 0 | 0 | 0
NSW1 | Wind | 0 | 390460.3391 | 909670.7754 | 1263077.9258 | 1482791.7198 | 1481958.5815 | 1385008.0204 | 1297826.0338 | 1282317.5585 | 1234771.5237 | 1242639.2166 | 1164418.9032 | 1174183.4593 | 1097367.7348 | 1043763.4984 | 978061.811 | 911494.5045 | 851864.0395 | 796134.6174 | 754847.482 | 703472.2338 | 657450.694 | 667231.2216 | 644986.5261 | 613563.2614
NSW1 | Solar PV | 0 | 0.27767 | 0.2889 | 43162.7123 | 189945.2705 | 421998.0198 | 394390.6727 | 369564.9993 | 344412.2491 | 334459.6915 | 312579.151 | 292903.2554 | 272968.1327 | 350346.0889 | 383340.7086 | 491373.0734 | 519290.9009 | 493453.1644 | 461171.1856 | 500907.1049 | 466815.1491 | 436275.8409 | 442763.5432 | 422390.4389 | 412207.5771
NSW1 | Grid Battery | 0 | 0.32148 | 0.53108 | 66089.3825 | 61591.3104 | 129513.7494 | 121040.8883 | 113421.8225 | 105702.5014 | 108519.4028 | 101420.0034 | 95035.9277 | 103049.0394 | 182358.364 | 170428.3804 | 227165.5405 | 211704.6849 | 203732.0514 | 238740.5621 | 236296.1195 | 220213.7049 | 205807.1196 | 192343.0435 | 163172.8442 | 152067.2312
NSW1 | PHES | 0 | 0 | 0 | 0 | 196024.096 | 229543.7058 | 214526.8288 | 201023.0256 | 187341.3136 | 175085.3442 | 163631.1641 | 153331.0914 | 142895.3419 | 133547.1218 | 124810.3959 | 116953.967 | 108994.0334 | 101863.5905 | 95199.6312 | 89207.1379 | 83135.6621 | 77696.8864 | 72613.9127 | 68043.0939 | 63412.0515
NSW1 | VPP | 0 | 0 | 0 | 0 | 0 | 0 | 0 | 0 | 0 | 0 | 0 | 0 | 0 | 0 | 0 | 0 | 0 | 0 | 0 | 0 | 0 | 0 | 0 | 0 | 0
Total |  | 0 | 390460.9565 | 909671.6125 | 1372330.037 | 1930352.4125 | 2263014.0713 | 2114966.4254 | 1981835.899 | 1919773.6422 | 1852835.9806 | 1820269.555 | 1705689.1965 | 1693095.9954 | 1770723.763 | 1728982.6594 | 1819776.121 | 1757282.3991 | 1656331.7948 | 1596310.4348 | 1586003.4921 | 1478059.4068 | 1381363.8651 | 1378814.6409 | 1302212.6641 | 1245043.716
Region | Technology | 2024-25 | 2025-26 | 2026-27 | 2027-28 | 2028-29 | 2029-30 | 2030-31 | 2031-32 | 2032-33 | 2033-34 | 2034-35 | 2035-36 | 2036-37 | 2037-38 | 2038-39 | 2039-40 | 2040-41 | 2041-42 | 2042-43 | 2043-44 | 2044-45 | 2045-46 | 2046-47 | 2047-48 | 2048-49
QLD1 | Black Coal | 0 | 0 | 0 | 0 | 0 | 0 | 0 | 0 | 0 | 0 | 0 | 0 | 0 | 0 | 0 | 0 | 0 | 0 | 0 | 0 | 0 | 0 | 0 | 0 | 0
QLD1 | Brown Coal | 0 | 0 | 0 | 0 | 0 | 0 | 0 | 0 | 0 | 0 | 0 | 0 | 0 | 0 | 0 | 0 | 0 | 0 | 0 | 0 | 0 | 0 | 0 | 0 | 0
QLD1 | CCGT | 0 | 0.0037071 | 0.0034646 | 0.0032465 | 0.0030255 | 0.0028276 | 0.0037197 | 0.0038964 | 0.0037004 | 0.0038821 | 0.0036932 | 0.0034607 | 0.0032252 | 0.0030142 | 0.002817 | 0.0026397 | 0.00246 | 0.0022991 | 0.0021487 | 0.0020134 | 0.0018764 | 0.0017536 | 0.0016389 | 0.0015358 | 0.0014312
QLD1 | Gas - Steam | 0 | 0 | 0 | 0 | 0 | 0 | 0 | 0 | 0 | 0 | 0 | 0 | 0 | 0 | 0 | 0 | 0 | 0 | 0 | 0 | 0 | 0 | 0 | 0 | 0
QLD1 | OCGT / Diesel | 0 | 0.0093626 | 0.011387 | 0.011665 | 0.01139 | 0.010662 | 0.01075 | 0.012089 | 0.012629 | 0.012719 | 0.0229 | 0.029547 | 0.027589 | 0.025853 | 0.024186 | 0.022718 | 0.021192 | 0.019833 | 0.018566 | 0.01743 | 0.016274 | 0.0159 | 0.015011 | 0.014124 | 18054.7542
QLD1 | Hydro | 0 | 0 | 0 | 0 | 0 | 0 | 0 | 0 | 0 | 0 | 0 | 0 | 0 | 0 | 0 | 0 | 0 | 0 | 0 | 0 | 0 | 0 | 0 | 0 | 0
QLD1 | Hydrogen Turbine | 0 | 0 | 0 | 0 | 0 | 0 | 0 | 0 | 0 | 0 | 0 | 0 | 0 | 0 | 0 | 0 | 0 | 0 | 0 | 0 | 0 | 0 | 0 | 0 | 0
QLD1 | Wind | 0 | 684942.6142 | 813526.5443 | 1090827.6181 | 1190811.2255 | 1460856.4937 | 1365286.4431 | 1279345.9273 | 1437575.1333 | 1727325.6429 | 1751499.4513 | 1641247.9515 | 1549888.794 | 1552876.7326 | 1495095.6243 | 1400983.9587 | 1305632.3811 | 1220217.1883 | 1140389.9116 | 1088161.1973 | 1014100.4722 | 1005801.4631 | 949052.0094 | 941212.952 | 884361.6331
QLD1 | Solar PV | 0 | 0.063866 | 0.06144 | 0.072326 | 0.13887 | 2002.1981 | 1871.2142 | 96221.1841 | 146391.8814 | 233322.8625 | 255956.6911 | 239845.0052 | 260083.9387 | 316995.4682 | 350326.8264 | 349427.5879 | 402597.2178 | 384376.2052 | 446094.1203 | 446150.9527 | 415785.7245 | 411659.4967 | 425850.1619 | 399044.2049 | 380332.0393
QLD1 | Grid Battery | 0 | 0.059784 | 0.11764 | 0.18652 | 0.17382 | 0.16249 | 0.15195 | 0.1432 | 0.16486 | 0.7725 | 63560.7447 | 95027.6883 | 88560.0631 | 82766.4146 | 77351.7903 | 96731.6826 | 97544.7104 | 110804.13 | 174582.4711 | 183779.3078 | 171271.2082 | 160066.535 | 149594.8766 | 140178.32 | 130637.723
QLD1 | PHES | 0 | 0 | 0 | 0 | 49360.8536 | 46131.6402 | 43113.6827 | 40399.8093 | 37650.182 | 35187.1808 | 32885.3799 | 38049.0286 | 35459.3968 | 53141.6479 | 49665.0939 | 48512.6398 | 45210.8529 | 42253.1381 | 39488.9202 | 37003.276 | 34484.8178 | 32229.0549 | 30120.9103 | 28224.8919 | 26304.8377
QLD1 | VPP | 0 | 0 | 0 | 0 | 0 | 0 | 0 | 0 | 0 | 0 | 0 | 0 | 0 | 0 | 0 | 0 | 0 | 0 | 0 | 0 | 0 | 0 | 0 | 0 | 0
Total |  | 0 | 684942.7509 | 813526.7382 | 1090827.8919 | 1240172.4062 | 1508990.508 | 1410271.5064 | 1415967.0799 | 1621617.3779 | 1995836.4752 | 2103902.2935 | 2014169.7066 | 1933992.2234 | 2005780.2922 | 1972439.3619 | 1895655.8943 | 1850985.1859 | 1757650.6838 | 1800555.4439 | 1755094.7532 | 1635642.2408 | 1609756.5674 | 1554617.9747 | 1508660.3844 | 1439690.9888
Region | Technology | 2024-25 | 2025-26 | 2026-27 | 2027-28 | 2028-29 | 2029-30 | 2030-31 | 2031-32 | 2032-33 | 2033-34 | 2034-35 | 2035-36 | 2036-37 | 2037-38 | 2038-39 | 2039-40 | 2040-41 | 2041-42 | 2042-43 | 2043-44 | 2044-45 | 2045-46 | 2046-47 | 2047-48 | 2048-49
VIC1 | Black Coal | 0 | 0 | 0 | 0 | 0 | 0 | 0 | 0 | 0 | 0 | 0 | 0 | 0 | 0 | 0 | 0 | 0 | 0 | 0 | 0 | 0 | 0 | 0 | 0 | 0
VIC1 | Brown Coal | 0 | 0 | 0 | 0 | 0 | 0 | 0 | 0 | 0 | 0 | 0 | 0 | 0 | 0 | 0 | 0 | 0 | 0 | 0 | 0 | 0 | 0 | 0 | 0 | 0
VIC1 | CCGT | 0 | 0.0042603 | 0.0039816 | 0.003731 | 0.0034771 | 0.0032496 | 0.0038822 | 0.0040655 | 0.0044682 | 0.0042228 | 0.0039465 | 0.0036981 | 0.0034464 | 0.0032209 | 0.0030102 | 0.0028207 | 0.0026288 | 0.0024568 | 0.0022961 | 0.0021515 | 0.0020051 | 0.0018739 | 0.0017513 | 0.0016411 | 0.0015294
VIC1 | Gas - Steam | 0 | 0 | 0 | 0 | 0 | 0 | 0 | 0 | 0 | 0 | 0 | 0 | 0 | 0 | 0 | 0 | 0 | 0 | 0 | 0 | 0 | 0 | 0 | 0 | 0
VIC1 | OCGT / Diesel | 0 | 0.0094306 | 0.011696 | 0.011957 | 0.011907 | 0.011139 | 0.010935 | 0.012413 | 0.013803 | 0.014351 | 0.023797 | 40307.1195 | 37563.7994 | 35106.3546 | 32809.6772 | 30744.409 | 28651.9312 | 27683.173 | 25872.1243 | 29708.5348 | 54234.9665 | 50686.8845 | 47370.9201 | 44389.0665 | 41367.9273
VIC1 | Hydro | 0 | 0 | 0 | 0 | 0 | 0 | 0 | 0 | 0 | 0 | 0 | 0 | 0 | 0 | 0 | 0 | 0 | 0 | 0 | 0 | 0 | 0 | 0 | 0 | 0
VIC1 | Hydrogen Turbine | 0 | 0 | 0 | 0 | 0 | 0 | 0 | 0 | 0 | 0 | 0 | 0 | 0 | 0 | 0 | 0 | 0 | 0 | 0 | 0 | 0 | 0 | 0 | 0 | 0
VIC1 | Wind | 0 | 107660.6906 | 100617.5753 | 269291.7241 | 493484.27 | 611316.6334 | 837743.0739 | 1030742.8925 | 1111871.6613 | 1262542.6144 | 1309198.2279 | 1406816.4288 | 1478195.0615 | 1536615.2486 | 1580365.8099 | 1614926.9466 | 1505014.3151 | 1406555.4395 | 1314537.7937 | 1231791.6882 | 1147955.4093 | 1072855.523 | 1002668.7134 | 939553.8295 | 938636.551
VIC1 | Solar PV | 0 | 0.13199 | 0.12754 | 0.12686 | 0.23086 | 0.2162 | 0.20217 | 0.19018 | 0.19911 | 62657.1934 | 58558.1248 | 54872.071 | 51137.454 | 53800.5265 | 56584.8558 | 87122.3203 | 81192.7492 | 122089.3412 | 114102.1881 | 139630.5544 | 130127.2381 | 121614.2412 | 116409.4885 | 109081.8699 | 117443.7692
VIC1 | Grid Battery | 0 | 0.11375 | 0.18462 | 0.23386 | 0.21814 | 0.20608 | 0.19576 | 21166.2143 | 37901.6007 | 46711.8884 | 105208.1334 | 98585.6058 | 91875.8268 | 85865.259 | 80247.906 | 75196.5478 | 70078.6385 | 65494.0556 | 61209.3982 | 57356.4561 | 53452.7516 | 49955.8138 | 46687.6568 | 43748.7978 | 40771.2364
VIC1 | PHES | 0 | 0 | 0 | 0 | 142009.6925 | 132719.3391 | 124036.7657 | 116229.0333 | 108318.4725 | 122359.3316 | 158288.9786 | 148325.1758 | 138230.0998 | 129187.0092 | 120735.5227 | 113135.5933 | 105435.5356 | 98537.8856 | 92091.4823 | 86294.6083 | 80421.361 | 75160.1505 | 70243.1314 | 65821.5426 | 61341.6999
VIC1 | VPP | 0 | 0 | 0 | 0 | 0 | 0 | 0 | 0 | 0 | 0 | 0 | 0 | 0 | 0 | 0 | 0 | 0 | 0 | 0 | 0 | 0 | 0 | 0 | 0 | 0
Total |  | 0 | 107660.95 | 100617.9032 | 269292.1005 | 635494.4269 | 744036.4092 | 961780.2524 | 1168138.3467 | 1258091.9519 | 1494271.0464 | 1631253.4925 | 1748906.4047 | 1797002.2449 | 1840574.401 | 1870743.7746 | 1921125.8198 | 1790373.1722 | 1720359.8974 | 1607812.9891 | 1544781.844 | 1466191.7284 | 1370272.615 | 1283379.912 | 1202595.1079 | 1199561.1854
Region | Technology | 2024-25 | 2025-26 | 2026-27 | 2027-28 | 2028-29 | 2029-30 | 2030-31 | 2031-32 | 2032-33 | 2033-34 | 2034-35 | 2035-36 | 2036-37 | 2037-38 | 2038-39 | 2039-40 | 2040-41 | 2041-42 | 2042-43 | 2043-44 | 2044-45 | 2045-46 | 2046-47 | 2047-48 | 2048-49
SA1 | Black Coal | 0 | 0 | 0 | 0 | 0 | 0 | 0 | 0 | 0 | 0 | 0 | 0 | 0 | 0 | 0 | 0 | 0 | 0 | 0 | 0 | 0 | 0 | 0 | 0 | 0
SA1 | Brown Coal | 0 | 0 | 0 | 0 | 0 | 0 | 0 | 0 | 0 | 0 | 0 | 0 | 0 | 0 | 0 | 0 | 0 | 0 | 0 | 0 | 0 | 0 | 0 | 0 | 0
SA1 | CCGT | 0 | 0.0042606 | 0.0039818 | 0.0037312 | 0.0034772 | 0.0032498 | 0.0039498 | 0.0040502 | 0.0044475 | 0.0042286 | 0.003952 | 0.0037032 | 0.0034512 | 0.0032254 | 0.0030144 | 0.0028246 | 0.0026324 | 0.0024602 | 0.0022992 | 0.0021545 | 0.0020079 | 0.0018765 | 0.0017538 | 0.0016434 | 0.0015315
SA1 | Gas - Steam | 0 | 0 | 0 | 0 | 0 | 0 | 0 | 0 | 0 | 0 | 0 | 0 | 0 | 0 | 0 | 0 | 0 | 0 | 0 | 0 | 0 | 0 | 0 | 0 | 0
SA1 | OCGT / Diesel | 0 | 0.0096163 | 0.011808 | 0.012162 | 0.011901 | 0.011132 | 0.01108 | 0.012669 | 0.014744 | 0.014278 | 0.023256 | 0.13587 | 0.12664 | 0.1184 | 0.11067 | 0.10372 | 0.096683 | 0.090408 | 0.084519 | 5419.6125 | 5050.7515 | 4720.3285 | 4411.522 | 4133.8303 | 3852.48
SA1 | Hydro | 0 | 0 | 0 | 0 | 0 | 0 | 0 | 0 | 0 | 0 | 0 | 0 | 0 | 0 | 0 | 0 | 0 | 0 | 0 | 0 | 0 | 0 | 0 | 0 | 0
SA1 | Hydrogen Turbine | 0 | 0 | 0 | 0 | 0 | 0 | 0 | 0 | 0 | 0 | 0 | 0 | 0 | 0 | 0 | 0 | 0 | 0 | 0 | 0 | 0 | 0 | 0 | 0 | 0
SA1 | Wind | 0 | 0.21284 | 159102.9867 | 178216.8884 | 257368.6841 | 341650.4236 | 319299.4617 | 299200.5471 | 278836.8697 | 320913.8552 | 299919.4916 | 281040.4836 | 261912.7483 | 251147.1587 | 290575.4545 | 276855.591 | 258012.6822 | 241133.3515 | 225358.3634 | 211172.75 | 196800.2415 | 183925.4646 | 207096.616 | 219580.7918 | 230865.8501
SA1 | Solar PV | 0 | 0.11376 | 0.12143 | 18143.5169 | 41503.0539 | 38787.9012 | 36250.375 | 33968.5259 | 31656.6175 | 41523.7414 | 38807.235 | 36364.439 | 33889.4594 | 70988.5522 | 69774.6726 | 80752.8057 | 82591.2159 | 119775.6279 | 111939.8394 | 129490.935 | 120677.7255 | 112782.9211 | 115545.673 | 108272.4286 | 102267.8586
SA1 | Grid Battery | 0 | 0.057613 | 0.10411 | 0.16478 | 0.15361 | 0.14382 | 0.13463 | 0.16601 | 0.41078 | 21101.7001 | 19721.2153 | 20790.124 | 19375.1394 | 30284.4837 | 28303.2567 | 26521.6707 | 24903.6849 | 69950.9943 | 65374.7617 | 79860.9859 | 74425.613 | 69556.6332 | 65006.1864 | 60914.23 | 56768.3814
SA1 | PHES | 0 | 0 | 0 | 0 | 0 | 0 | 0 | 0 | 0 | 0 | 0 | 0 | 0 | 0 | 0 | 0 | 0 | 0 | 0 | 0 | 0 | 0 | 0 | 0 | 0
SA1 | VPP | 0 | 0 | 0 | 0 | 0 | 0 | 0 | 0 | 0 | 0 | 0 | 0 | 0 | 0 | 0 | 0 | 0 | 0 | 0 | 0 | 0 | 0 | 0 | 0 | 0
Total |  | 0 | 0.39809 | 159103.2281 | 196360.586 | 298871.9069 | 380438.483 | 355549.9863 | 333169.2557 | 310493.9172 | 383539.3152 | 358447.969 | 338195.1861 | 315177.4773 | 352420.3162 | 388653.4976 | 384130.174 | 365507.6824 | 430860.0665 | 402673.0514 | 425944.2855 | 396954.3336 | 370985.3493 | 392059.9991 | 392901.2822 | 393754.5716
Region | Technology | 2024-25 | 2025-26 | 2026-27 | 2027-28 | 2028-29 | 2029-30 | 2030-31 | 2031-32 | 2032-33 | 2033-34 | 2034-35 | 2035-36 | 2036-37 | 2037-38 | 2038-39 | 2039-40 | 2040-41 | 2041-42 | 2042-43 | 2043-44 | 2044-45 | 2045-46 | 2046-47 | 2047-48 | 2048-49
TAS1 | Black Coal | 0 | 0 | 0 | 0 | 0 | 0 | 0 | 0 | 0 | 0 | 0 | 0 | 0 | 0 | 0 | 0 | 0 | 0 | 0 | 0 | 0 | 0 | 0 | 0 | 0
TAS1 | Brown Coal | 0 | 0 | 0 | 0 | 0 | 0 | 0 | 0 | 0 | 0 | 0 | 0 | 0 | 0 | 0 | 0 | 0 | 0 | 0 | 0 | 0 | 0 | 0 | 0 | 0
TAS1 | CCGT | 0 | 0.0021948 | 0.0020512 | 0.0019221 | 0.0017913 | 0.0016741 | 0.0028994 | 0.0028118 | 0.0028414 | 0.002664 | 0.0025451 | 0.0024214 | 0.0023965 | 0.0024776 | 0.0023155 | 0.0021884 | 0.0020395 | 0.001918 | 0.0017925 | 0.0016865 | 0.0015717 | 0.0014689 | 0.0013728 | 0.0012864 | 0.0012529
TAS1 | Gas - Steam | 0 | 0 | 0 | 0 | 0 | 0 | 0 | 0 | 0 | 0 | 0 | 0 | 0 | 0 | 0 | 0 | 0 | 0 | 0 | 0 | 0 | 0 | 0 | 0 | 0
TAS1 | OCGT / Diesel | 0 | 0.0090173 | 0.011037 | 0.01131 | 0.011075 | 0.010369 | 0.010626 | 0.011942 | 0.012751 | 0.012677 | 0.013386 | 0.019444 | 0.01819 | 0.017901 | 0.016764 | 0.015762 | 0.014736 | 0.038895 | 0.036382 | 0.034151 | 0.06098 | 0.057017 | 0.053314 | 0.049987 | 0.046627
TAS1 | Hydro | 0 | 0 | 0 | 0 | 0 | 0 | 0 | 0 | 0 | 0 | 0 | 0 | 0 | 0 | 0 | 0 | 0 | 0 | 0 | 0 | 0 | 0 | 0 | 0 | 0
TAS1 | Hydrogen Turbine | 0 | 0 | 0 | 0 | 0 | 0 | 0 | 0 | 0 | 0 | 0 | 0 | 0 | 0 | 0 | 0 | 0 | 0 | 0 | 0 | 0 | 0 | 0 | 0 | 0
TAS1 | Wind | 0 | 0.91654 | 60624.381 | 115129.4847 | 156504.1433 | 188380.3308 | 206646.3665 | 193638.6195 | 225400.6143 | 256093.883 | 239340.08 | 224274.3645 | 244580.0065 | 228579.4504 | 241327.3884 | 226136.772 | 217767.4337 | 203520.9662 | 190206.5117 | 178233.5996 | 166102.944 | 155236.3967 | 145080.7492 | 135948.3639 | 126695.6656
TAS1 | Solar PV | 0 | 0.014191 | 0.020815 | 0.020422 | 0.020832 | 0.020839 | 0.02185 | 0.031881 | 0.032047 | 0.03004 | 0.028088 | 21083.9519 | 19648.9709 | 18363.5299 | 17162.1775 | 16081.8815 | 14987.3427 | 14006.8692 | 13090.532 | 12266.5253 | 11431.6604 | 10683.7948 | 9984.8592 | 9356.3431 | 8719.56
TAS1 | Grid Battery | 0 | 0.038078 | 0.040539 | 0.047839 | 0.046318 | 0.047905 | 0.058307 | 0.087558 | 0.10306 | 0.10935 | 0.10437 | 0.11769 | 0.11031 | 0.11312 | 0.10607 | 0.10084 | 0.1153 | 0.12117 | 0.11523 | 0.12492 | 0.12771 | 0.1099 | 0.10308 | 0.094424 | 0.096177
TAS1 | PHES | 0 | 0 | 0 | 0 | 0.10913 | 0.11216 | 0.28839 | 0.33172 | 124.1549 | 2580.7741 | 6384.5049 | 19899.1022 | 38628.1459 | 42429.1301 | 39653.3929 | 37157.3359 | 34628.4004 | 44789.6187 | 41859.4573 | 39224.5462 | 36554.9073 | 34163.4651 | 31928.4726 | 29918.6738 | 27882.3965
TAS1 | VPP | 0 | 0 | 0 | 0 | 0 | 0 | 0 | 0 | 0 | 0 | 0 | 0 | 0 | 0 | 0 | 0 | 0 | 0 | 0 | 0 | 0 | 0 | 0 | 0 | 0
Total |  | 0 | 0.98002 | 60624.4554 | 115129.5662 | 156504.3325 | 188380.5237 | 206646.7486 | 193639.0854 | 225524.9199 | 258674.8119 | 245724.7333 | 265257.5581 | 302857.2542 | 289372.2438 | 298143.0841 | 279376.1082 | 267383.3089 | 262317.616 | 245156.6544 | 229724.8319 | 214089.7018 | 200083.825 | 186994.2388 | 175223.5265 | 163297.7661

## O3C_REZ Tx Cost
REZ transmission expansion cost by region ($000s) - O3C, Step Change Scenario
REZ Expansion | Real June 2023 dollars discounted to 1 July 2023. As with the total capital costs, the REZ transmission expansion costs are annualised for modelling purposes. Build costs do not include capital costs of existing, committed and anticipated transmission projects since there will be no difference in these costs between the Base Case and option case.
Explicitly modelled generation
Region | Technology | 2024-25 | 2025-26 | 2026-27 | 2027-28 | 2028-29 | 2029-30 | 2030-31 | 2031-32 | 2032-33 | 2033-34 | 2034-35 | 2035-36 | 2036-37 | 2037-38 | 2038-39 | 2039-40 | 2040-41 | 2041-42 | 2042-43 | 2043-44 | 2044-45 | 2045-46 | 2046-47 | 2047-48 | 2048-49
NSW1 | Transmission | 7774.5568 | 19813.0834 | 45650.6072 | 61964.6827 | 57747.3397 | 53969.4767 | 50438.7633 | 47263.7985 | 44047.004 | 41510.3534 | 38794.7228 | 36352.7145 | 33878.533 | 31662.1807 | 33471.574 | 32129.5843 | 33080.1349 | 30916.0141 | 29365.461 | 29504.981 | 27842.4427 | 26020.9748 | 30196.8228 | 28296.026 | 30796.4321
QLD1 | Transmission | 89.8722 | 16832.7268 | 28239.9102 | 36674.9835 | 54333.9402 | 179265.9625 | 172654.8627 | 174108.1063 | 169111.2781 | 292932.1897 | 420344.3519 | 393886.0977 | 367082.0315 | 404791.2756 | 398317.732 | 376814.9011 | 362619.4518 | 340758.7923 | 318516.7234 | 304462.8991 | 285687.8627 | 293874.54 | 281859.9605 | 269993.2868 | 251910.399
VIC1 | Transmission | 6542.9413 | 11358.8478 | 13568.5107 | 12714.4147 | 21707.9157 | 41222.8494 | 38526.0275 | 36100.933 | 34589.562 | 49327.7391 | 46100.6908 | 43203.5399 | 56173.3669 | 52498.4739 | 58867.0576 | 58388.7106 | 55209.5756 | 54385.7106 | 53165.0856 | 50041.3101 | 46635.4768 | 43584.5579 | 40733.2319 | 38718.7687 | 36574.5045
SA1 | Transmission | 70.8403 | 66.2301 | 15886.4516 | 14886.4908 | 45375.1737 | 45015.3282 | 42070.4004 | 39422.1985 | 36886.2582 | 39740.9121 | 37143.3937 | 34805.3316 | 32436.4657 | 32144.8583 | 30353.1459 | 28584.3766 | 27026.0983 | 28290.2987 | 27046.8745 | 26271.936 | 24483.8571 | 23150.9463 | 35457.5385 | 35538.224 | 37947.9787
TAS1 | Transmission | 742.4812 | 693.908 | 648.5122 | 607.6904 | 566.3307 | 529.2811 | 3022.2722 | 3104.842 | 3459.7623 | 7433.5746 | 6947.266 | 6509.9571 | 6522.8749 | 6096.1449 | 6840.1477 | 6409.5816 | 5973.3427 | 5582.5634 | 5217.3491 | 4888.9332 | 4556.1903 | 4258.1219 | 3979.5533 | 3736.1633 | 3481.8786
NEM | Total | 15220.6918 | 48764.7961 | 103993.9918 | 126848.2621 | 179730.6999 | 320002.8979 | 306712.326 | 299999.8783 | 288093.8646 | 430944.7688 | 549330.4252 | 514757.6408 | 496093.2722 | 527192.9334 | 527849.6573 | 502327.1543 | 483908.6032 | 459933.3792 | 433311.4936 | 415170.0595 | 389205.8297 | 390889.1408 | 392227.1069 | 376282.4688 | 360711.1929

## O3C_USE+DSP Cost
USE+DSP cost by region ($000s) - O3C, Step Change Scenario
USE+DSP | Real June 2023 dollars discounted to 1 July 2023
Explicitly modelled generation
Region | Technology | 2024-25 | 2025-26 | 2026-27 | 2027-28 | 2028-29 | 2029-30 | 2030-31 | 2031-32 | 2032-33 | 2033-34 | 2034-35 | 2035-36 | 2036-37 | 2037-38 | 2038-39 | 2039-40 | 2040-41 | 2041-42 | 2042-43 | 2043-44 | 2044-45 | 2045-46 | 2046-47 | 2047-48 | 2048-49
NSW1 | USE+DSP | 14.0312 | 26044.6024 | 980.6485 | 11655.4887 | 27422.3189 | 43126.0929 | 1548.1141 | 8536.4451 | 6690.156 | 13365.5327 | 16171.9498 | 11718.1298 | 18834.8207 | 112626.915 | 21553.0414 | 22297.0718 | 28335.9795 | 23429.9783 | 17953.2822 | 31013.9672 | 22159.0977 | 21649.7421 | 25403.2981 | 23157.3478 | 21708.3364
QLD1 | USE+DSP | 0.040431 | 0.041352 | 0.047987 | 4643.6873 | 39400.0007 | 78073.7709 | 0.041069 | 476.544 | 3843.3552 | 14290.2531 | 46110.4269 | 60674.8018 | 68279.712 | 92064.6036 | 68835.6489 | 86094.2762 | 79085.0191 | 69166.38 | 64374.0319 | 95805.8464 | 82290.7662 | 93541.8829 | 102945.8724 | 84106.6586 | 84823.7111
VIC1 | USE+DSP | 42.13 | 9.3868 | 128.6662 | 2489.5646 | 4482.2759 | 23383.7148 | 252.0914 | 644.3675 | 1314.061 | 3373.7669 | 12720.1353 | 7872.8685 | 5825.9335 | 17623.766 | 12164.0861 | 23358.3806 | 24417.9153 | 36879.669 | 19977.6172 | 39534.8079 | 30979.9699 | 26054.1543 | 36509.3658 | 29030.5245 | 34473.9991
SA1 | USE+DSP | 365.7719 | 381.7151 | 973.142 | 6419.0827 | 7977.3612 | 17334.9999 | 686.3237 | 2345.8075 | 3140.3968 | 5057.0221 | 8729.0501 | 11626.957 | 7346.3649 | 16612.1557 | 11044.3051 | 13110.2453 | 14521.4591 | 15149.426 | 10681.7182 | 18427.3085 | 20097.1546 | 12809.0541 | 15153.955 | 13150.5726 | 13119.4637
TAS1 | USE+DSP | 0.019269 | 0.019251 | 0.019134 | 30.9676 | 34.987 | 0.019162 | 77.5832 | 275.257 | 866.6643 | 1010.7456 | 2303.2269 | 1354.0468 | 2559.0578 | 4882.1818 | 2010.6554 | 5859.1789 | 6352.4702 | 6310.1518 | 3994.5752 | 7702.5519 | 4952.3546 | 3155.5049 | 7330.8351 | 2564.6438 | 6539.7733
NEM | Total | 421.9927 | 26435.7649 | 2082.5239 | 25238.7909 | 79316.9437 | 161918.5977 | 2564.1535 | 12278.4212 | 15854.6333 | 37097.3204 | 86034.7889 | 93246.8038 | 102845.889 | 243809.6221 | 115607.737 | 150719.1527 | 152712.8431 | 150935.6051 | 116981.2247 | 192484.4819 | 160479.3431 | 157210.3383 | 187343.3265 | 152009.7473 | 160665.2837