## Cover
HumeLink market modelling outcomes
Green Energy Exports scenario
Transgrid | 13 May 2024

## Release notice
Notice
Ernst & Young (“EY”) was engaged on the instructions NSW Electricity Networks Operations Pty Limited as trustee for NSW Electricity Networks Operations Trust ("Transgrid" or the “Client”) to undertake market modelling of system costs and benefits to forecast the gross benefit of HumeLink (the “Project”), in accordance with the purchase order dated 27 November 2023 (“the Engagement Agreement”). The results of EY’s work, including the assumptions and qualifications made in preparing the workbook ("Workbook") are set out in EY's report (“Report”) dated 28 February 2024. The Workbook and Report should be read in conjunction with each other and in their entirety including this release notice, the applicable scope of the work and any limitations. A reference to the Report includes any part of the Report. EY has prepared the Workbook for the benefit of the Client and has considered only the interest of the Client. EY has not been engaged to act, and has not acted, as advisor to any other party. Accordingly, EY makes no representations as to the appropriateness, accuracy or completeness of the Workbook for any other party's purposes. Our work commenced on 28 November 2023 and was completed on 6 February 2024. Therefore, our Workbook does not take account of events or circumstances arising after 6 February 2024 and we have no responsibility to update the Workbook for such events or circumstances. No reliance may be placed upon the Workbook or any of its contents by any party other than the Client (“Third Parties” or “you”). Any Third Parties receiving a copy of the Workbook must make and rely on their own enquiries in relation to the issues to which the Workbook relates, the contents of the Workbook and all matters arising from or relating to or in any way connected with the Workbook or its contents. EY disclaims all responsibility to any Third Parties for any loss or liability that the Third Parties may suffer or incur arising from or relating to or in any way connected with the contents of the Workbook, the provision of the Workbook to the Third Parties or the reliance upon the Workbook by the Third Parties. No claim or demand or any actions or proceedings may be brought against EY arising from or connected with the contents of the Workbook or the provision of the Workbook to the Third Parties. EY will be released and forever discharged from any such claims, demands, actions or proceedings. In preparing this Workbook EY has considered and relied upon information provided to us by the Client and other stakeholders engaged in the process and other sources believed to be reliable and accurate. EY has not been informed that any information supplied to it, or obtained from public sources, was false or that any material information has been withheld from it. EY does not imply, and it should not be construed that EY has performed an audit, verification or due diligence procedures on any of the information provided to us. EY has not independently verified, nor accept any responsibility or liability for independently verifying, any such information nor does EY make any representation as to the accuracy or completeness of the information. Neither EY nor any member or employee thereof undertakes responsibility in any way whatsoever or liability for any loss or damage to any person in respect of errors in this Workbook arising from incorrect information provided to EY. Modelling work performed as part of our scope inherently requires assumptions about future behaviours and market interactions, which may result in forecasts that deviate from future conditions. There will usually be differences between estimated and actual outcomes, because events and circumstances frequently do not occur as expected, and those differences may be material. EY takes no responsibility that the projected outcomes will be achieved. EY highlights that the analysis included in this Workbook does not constitute investment advice or a recommendation to you on a future course of action. EY provides no assurance that the scenarios that have been modelled will be accepted by any relevant authority or third party. EY has consented to the Workbook being published electronically on the Client’s websites for informational purposes only. EY has not consented to distribution or disclosure beyond this. The material contained in the Workbook, including the EY logo, is copyright. The copyright in the material contained in the Workbook itself, excluding EY logo, vests in the Client. The Workbook, including the EY logo, cannot be altered without prior written permission from EY. Readers are advised that the outcomes provided are based on many detailed assumptions underpinning the scenarios, and the key assumptions are described in the Report. These assumptions were selected by the Client. The modelled scenarios represent three possible future options for the development and operation of the National Electricity Market, and it must be acknowledged that many alternative futures exist. Alternative futures beyond those presented have not been evaluated as part of this Workbook. EY’s liability is limited by a scheme approved under Professional Standards Legislation.

## Version notes
Change log
2024-02-28 | 1 | HumeLink market modelling outcomes - Green Energy Exports scenario
2024-05-13 | 2 | Update to PHES and PHES Pump outcomes (generation and capacity) that were mis-reported in version 1.0.

## Abbreviations and notes
Acronyms
AEMO | Australian Energy Market Operator
CCGT | Closed cycle gas turbine
Diesel | Diesel generator
Distributed PV | PV non-scheduled generators and Rooftop PV
DSP | Demand-side participation
FOM | Fixed operations and maintenance
Gas - Steam | Gas-powered steam turbine
GWh | Gigawatt-hours
Grid Battery | Explicitly modelled existing and new entrant (8 hour or less) battery storage
MW | Megawatts
NEM | National Electricity Market
OCGT | Open cycle gas turbine
PHES | Pumped hydro energy storage
PV | Photovoltaic
REZ | Renewable energy zone
USE | Unserved energy
VOM | Variable operations and maintenance
VPP | Virtual power plants
Notes
1. BaseCase is the without HumeLink counterfactual.
2. Non-scheduled generation including Distributed PV is considered as a component of demand.
3. Entry of new generation and storage capacity, built of new REZ transmission and retirement of generator capacity where allowed to occur optionally as part of the least-cost solution occurs at the beginning of each financial year, on 1 July.
4. Build costs do not include capital costs of existing, committed and anticipated generators and transmission projects (including interconnector and REZ transmission projects) since there will be no difference in these costs between the Base Case and option case.
5. Tumut 3 generation is included in Hydro, whereas Tumut 3 pump is included in PHES Pump.

## ---Compare options---
Compare |  | O3C | to | BaseCase |  | 0 | 1 | 2 | 3 | 4 | 5 | 6 | 7 | 8 | 9 | 10 | 11 | 12 | 13 | 14 | 15 | 16 | 17 | 18 | 19 | 20 | 21 | 22 | 23 | 24
NEM discounted market benefits by year
Select region | NEM
[5 empty] | Real June 2023 dollars ($m) discounted to 1 July 2023 | 2024-25 | 2025-26 | 2026-27 | 2027-28 | 2028-29 | 2029-30 | 2030-31 | 2031-32 | 2032-33 | 2033-34 | 2034-35 | 2035-36 | 2036-37 | 2037-38 | 2038-39 | 2039-40 | 2040-41 | 2041-42 | 2042-43 | 2043-44 | 2044-45 | 2045-46 | 2046-47 | 2047-48 | 2048-49
|  |  |  | Build | Capex | -5.1544e-09 | 124.5803 | 116.9044 | 149.1577 | 295.7589 | 477.5691 | 388.8009 | 446.5457 | 514.4743 | 450.7785 | 385.8386 | 370.126 | 320.367 | 457.7739 | 302.2737 | 306.7522 | 289.3648 | 214.1373 | 263.2539 | 170.9824 | 159.3452 | 192.1579 | 214.2559 | 159.1008 | 150.5591
|  |  |  | FOM | FOM | 0 | 16.338 | 15.065 | 19.4306 | 29.3626 | 51.8171 | 40.6734 | 59.9982 | 77.1637 | 67.9324 | 55.7933 | 53.6896 | 46.6778 | 113.9253 | 44.4795 | 42.9994 | 40.7106 | 22.7921 | 37.1325 | 16.6676 | 15.5332 | 32.3133 | 37.6659 | 30.7465 | 25.8257
|  |  |  | Fuel | Fuel | 54.4104 | -15.7517 | -3.4236 | -15.5769 | 6.3951 | 14.7753 | 5.8503 | 6.6924 | 42.9281 | 30.6805 | -1.637 | 53.8889 | 27.3242 | 27.2958 | 97.7152 | -12.0363 | -17.4077 | 51.2285 | -16.5728 | 35.3405 | 26.4824 | -14.6842 | -22.6657 | 7.3697 | -11.3235
|  |  |  | VOM | VOM | 1.5625 | -1.8809 | -0.98581 | -3.4334 | -15.1087 | -26.9512 | -20.1623 | -12.8268 | -16.627 | -19.1292 | -15.2642 | -14.5846 | -11.0546 | -12.2057 | -7.7855 | -7.2601 | -6.7769 | -6.6956 | -9.4854 | -8.8441 | -3.9923 | -6.7445 | -10.6631 | -6.0838 | -5.3668
|  |  |  | REZ Tx | REZ Expansion | 0.50335 | -8.0333 | -13.1567 | -8.2605 | -9.1919 | -8.7911 | -22.4582 | -0.74829 | 5.2306 | 2.3557 | 4.519 | 2.6918 | -7.7758 | 8.7948 | -6.1869 | 3.8838 | 9.9694 | 10.6976 | 14.0899 | 14.4095 | 19.3404 | 24.6563 | 2.4524 | -0.36215 | 0.3127
|  |  |  | USE+DSP | USE+DSP | 14.2511 | -1.5096 | -19.292 | 0.36941 | 15.2158 | 13.7693 | 8.1913 | -0.021149 | 18.837 | -5.9935 | -0.216 | -4.3855 | 18.1036 | 2.5425 | 10.428 | -2.9575 | -6.872 | -7.1467 | 22.0289 | -4.1557 | 13.114 | 23.0509 | 8.3311 | 0.45686 | -0.095951
|  |  |  | #REF! | Total annual market benefits | 70.7274 | 113.7427 | 95.1113 | 141.6869 | 322.4318 | 522.1886 | 400.8954 | 499.64 | 642.0068 | 526.6243 | 429.0336 | 461.4262 | 393.6422 | 598.1265 | 440.924 | 331.3815 | 308.9883 | 285.0132 | 310.447 | 224.4002 | 229.8229 | 250.7496 | 229.3765 | 191.228 | 159.9113
NEM discounted market benefits by year (cumulative)
[5 empty] | Real June 2023 dollars ($m) discounted to 1 July 2023 | 2024-25 | 2025-26 | 2026-27 | 2027-28 | 2028-29 | 2029-30 | 2030-31 | 2031-32 | 2032-33 | 2033-34 | 2034-35 | 2035-36 | 2036-37 | 2037-38 | 2038-39 | 2039-40 | 2040-41 | 2041-42 | 2042-43 | 2043-44 | 2044-45 | 2045-46 | 2046-47 | 2047-48 | 2048-49
|  |  |  | Build | Capex | -5.1544e-09 | 124.5803 | 241.4847 | 390.6424 | 686.4013 | 1163.9705 | 1552.7714 | 1999.3171 | 2513.7915 | 2964.57 | 3350.4085 | 3720.5346 | 4040.9016 | 4498.6754 | 4800.9492 | 5107.7014 | 5397.0662 | 5611.2035 | 5874.4574 | 6045.4397 | 6204.7849 | 6396.9429 | 6611.1988 | 6770.2996 | 6920.8587
|  |  |  | FOM | FOM | 0 | 16.338 | 31.4029 | 50.8335 | 80.1961 | 132.0132 | 172.6867 | 232.6848 | 309.8485 | 377.7809 | 433.5742 | 487.2638 | 533.9416 | 647.8669 | 692.3464 | 735.3458 | 776.0564 | 798.8485 | 835.981 | 852.6486 | 868.1818 | 900.495 | 938.161 | 968.9075 | 994.7331
|  |  |  | Fuel | Fuel | 54.4104 | 38.6587 | 35.2351 | 19.6582 | 26.0533 | 40.8286 | 46.6789 | 53.3713 | 96.2993 | 126.9799 | 125.3429 | 179.2318 | 206.556 | 233.8518 | 331.567 | 319.5306 | 302.1229 | 353.3514 | 336.7786 | 372.1192 | 398.6016 | 383.9173 | 361.2517 | 368.6214 | 357.2979
|  |  |  | VOM | VOM | 1.5625 | -0.31843 | -1.3042 | -4.7376 | -19.8463 | -46.7976 | -66.9599 | -79.7866 | -96.4137 | -115.5429 | -130.8071 | -145.3918 | -156.4463 | -168.6521 | -176.4376 | -183.6977 | -190.4745 | -197.1702 | -206.6555 | -215.4996 | -219.492 | -226.2365 | -236.8996 | -242.9834 | -248.3502
|  |  |  | REZ Tx | REZ Expansion | 0.50335 | -7.53 | -20.6867 | -28.9472 | -38.1391 | -46.9302 | -69.3885 | -70.1367 | -64.9061 | -62.5505 | -58.0315 | -55.3397 | -63.1156 | -54.3207 | -60.5076 | -56.6238 | -46.6543 | -35.9567 | -21.8668 | -7.4573 | 11.8831 | 36.5394 | 38.9918 | 38.6296 | 38.9423
|  |  |  | USE+DSP | USE+DSP | 14.2511 | 12.7416 | -6.5504 | -6.181 | 9.0348 | 22.8041 | 30.9954 | 30.9743 | 49.8113 | 43.8178 | 43.6018 | 39.2164 | 57.3199 | 59.8624 | 70.2904 | 67.3328 | 60.4608 | 53.3141 | 75.343 | 71.1873 | 84.3013 | 107.3522 | 115.6834 | 116.1402 | 116.0443
|  |  |  | #REF! | Total cumulative market benefits | 70.7274 | 184.4701 | 279.5814 | 421.2683 | 743.7 | 1265.8886 | 1666.7841 | 2166.4241 | 2808.4308 | 3335.0552 | 3764.0888 | 4225.515 | 4619.1572 | 5217.2837 | 5658.2077 | 5989.5892 | 6298.5775 | 6583.5907 | 6894.0376 | 7118.4378 | 7348.2607 | 7599.0104 | 7828.3869 | 8019.6149 | 8179.5262
NEM capacity difference by year
Select region | NEM
[5 empty] | Capacity difference (GW) | 2024-25 | 2025-26 | 2026-27 | 2027-28 | 2028-29 | 2029-30 | 2030-31 | 2031-32 | 2032-33 | 2033-34 | 2034-35 | 2035-36 | 2036-37 | 2037-38 | 2038-39 | 2039-40 | 2040-41 | 2041-42 | 2042-43 | 2043-44 | 2044-45 | 2045-46 | 2046-47 | 2047-48 | 2048-49
[5 empty] | Black Coal | 0 | 0 | 0 | 0 | 0 | 0 | 0 | 0 | 0 | 0 | 0 | 0 | 0 | 0 | 0 | 0 | 0 | 0 | 0 | 0 | 0 | 0 | 0 | 0 | 0
[5 empty] | Brown Coal | 0 | 0 | 0 | 0 | 0 | 0 | 0 | 0 | 0 | 0 | 0 | 0 | 0 | 0 | 0 | 0 | 0 | 0 | 0 | 0 | 0 | 0 | 0 | 0 | 0
[5 empty] | CCGT | 0 | 0 | 0 | 0 | 0 | 0 | 0 | 0 | 0 | 0 | 0 | 0 | 0 | 0 | 0 | 0 | 0 | 0 | 0 | 0 | 0 | 0 | 0 | 0 | 0
[5 empty] | Gas - Steam | 0 | 0 | 0 | 0 | 0 | 0 | 0 | 0 | 0 | 0 | 0 | 0 | 0 | 0 | 0 | 0 | 0 | 0 | 0 | 0 | 0 | 0 | 0 | 0 | 0
[5 empty] | OCGT / Diesel | 0 | -5.1868e-07 | -5.5318e-07 | -4.0975e-07 | -1.5373e-07 | -3.1767e-07 | -6.6347e-07 | -3.084e-07 | -3.4625e-07 | -3.6918e-07 | -8.2386e-07 | -6.8826e-07 | -6.9134e-07 | -1.1868e-06 | -1.1716e-06 | -1.1369e-06 | -1.0974e-06 | -1.0539e-06 | -1.0179e-06 | -9.9282e-07 | -9.7882e-07 | -9.6793e-07 | -9.5707e-07 | -9.4427e-07 | -9.4784e-07
[5 empty] | Hydro | 0 | 0 | 0 | 0 | 0 | 0 | 0 | 0 | 0 | 0 | 0 | 0 | 0 | 0 | 0 | 0 | 0 | 0 | 0 | 0 | 0 | 0 | 0 | 0 | 0
[5 empty] | Hydrogen Turbine | 0 | 0 | 0 | 0 | 0 | 0 | -0.099933 | -0.24503 | -0.40429 | -0.40429 | -0.25573 | -0.35171 | -0.28046 | -0.36614 | -0.36614 | -0.41448 | -0.46541 | -0.47699 | -0.47699 | -0.44152 | -0.44152 | -0.44152 | -0.44152 | -0.44152 | -0.52051
[5 empty] | Wind | 0 | 1.1028 | 1.2975 | 1.3734 | 1.8134 | -0.12063 | 0.72767 | 1.9592 | 1.8884 | 2.0472 | 2.3 | 2.3 | 2.5301 | 1.3042 | 2.8061 | 2.1001 | 2.1001 | 2.0218 | 2.1952 | 2.2981 | 2.2981 | 1.1459 | 0.4527 | 1.3065 | 0.67298
[5 empty] | Solar PV | 0 | -1.5931 | -1.5935 | -1.8166 | -2.6062 | -1.7955 | -2.208 | -4.2483 | -4.6454 | -4.365 | -4.2077 | -4.2077 | -4.2077 | -5.1979 | -5.1979 | -4.4333 | -4.3822 | -2.4496 | -4.0977 | -2.731 | -2.731 | -3.1278 | -4.1753 | -4.2472 | -2.2626
[5 empty] | Grid Battery | 0 | -0.70414 | -0.88527 | -1.0709 | -1.0709 | -1.0709 | -1.0709 | -1.9639 | -2.6005 | -2.633 | -2.8106 | -2.8106 | -2.8106 | -2.6973 | -2.6973 | -2.6973 | -2.7429 | -1.9697 | -3.1426 | -1.6461 | -1.6461 | -2.4553 | -2.2742 | -2.0886 | -2.0885
[5 empty] | PHES | 0 | 0 | 0 | 0 | -0.72481 | -0.7498 | -0.74975 | -0.74975 | -0.74975 | -0.74975 | -0.74975 | -0.74975 | -0.74975 | -0.74975 | -0.74975 | -0.74975 | -0.74975 | -0.74975 | -0.74975 | -0.74975 | -0.74975 | -0.74975 | -0.74975 | -0.74975 | -0.74975
[5 empty] | VPP | 0 | 0 | 0 | 0 | 0 | 0 | 0 | 0 | 0 | 0 | 0 | 0 | 0 | 0 | 0 | 0 | 0 | 0 | 0 | 0 | 0 | 0 | 0 | 0 | 0
[5 empty] | Grid Battery Pump | 0 | -0.70414 | -0.88527 | -1.0709 | -1.0709 | -1.0709 | -1.0709 | -1.9639 | -2.6005 | -2.633 | -2.8106 | -2.8106 | -2.8106 | -2.6973 | -2.6973 | -2.6973 | -2.7429 | -1.9697 | -3.1426 | -1.6461 | -1.6461 | -2.4553 | -2.2742 | -2.0886 | -2.0885
[5 empty] | PHES Pump | 0 | 0 | 0 | 0 | -0.72481 | -0.7498 | -0.74975 | -0.74975 | -0.74975 | -0.74975 | -0.74975 | -0.74975 | -0.74975 | -0.74975 | -0.74975 | -0.74975 | -0.74975 | -0.74975 | -0.74975 | -0.74975 | -0.74975 | -0.74975 | -0.74975 | -0.74975 | -0.74975
[5 empty] | VPP Pump | 0 | 0 | 0 | 0 | 0 | 0 | 0 | 0 | 0 | 0 | 0 | 0 | 0 | 0 | 0 | 0 | 0 | 0 | 0 | 0 | 0 | 0 | 0 | 0 | 0
NEM generation difference by year
Select region | NEM
[5 empty] | Sent-out generation difference (TWh)* | 2024-25 | 2025-26 | 2026-27 | 2027-28 | 2028-29 | 2029-30 | 2030-31 | 2031-32 | 2032-33 | 2033-34 | 2034-35 | 2035-36 | 2036-37 | 2037-38 | 2038-39 | 2039-40 | 2040-41 | 2041-42 | 2042-43 | 2043-44 | 2044-45 | 2045-46 | 2046-47 | 2047-48 | 2048-49
[5 empty] | Black Coal | 0.11409 | 0.32782 | 0.080103 | 0.10985 | -0.073869 | -0.17965 | -0.055767 | 0 | 0 | 0 | 0 | 0 | 0 | 0 | 0 | 0 | 0 | 0 | 0 | 0 | 0 | 0 | 0 | 0 | 0
[5 empty] | Brown Coal | 0.30089 | 0.0070898 | -0.0066213 | 0.0042808 | 0.0015761 | -0.0004805 | 0.000414 | 0 | 0 | 0 | 0 | 0 | 0 | 0 | 0 | 0 | 0 | 0 | 0 | 0 | 0 | 0 | 0 | 0 | 0
[5 empty] | CCGT | -0.097465 | 0.14498 | 0.029585 | 0.23371 | -0.053603 | -0.23832 | -0.097671 | 0.0070617 | 0.023001 | -0.0093834 | 0.090782 | -0.055982 | -4.721e-08 | -9.0317e-05 | -4.6579e-08 | -4.9825e-08 | -4.4879e-08 | -4.4807e-08 | -4.509e-08 | -4.1493e-08 | -4.2618e-08 | -4.028e-08 | -3.8786e-08 | -3.8925e-08 | -3.9708e-08
[5 empty] | Gas - Steam | -0.077989 | -0.0048998 | -0.0070491 | 0.0053736 | -0.0060279 | -0.0029458 | -0.0019494 | 0.0013232 | 0.035149 | -1.6987e-09 | -0.0067153 | -0.0024384 | -1.9218e-09 | -0.0084631 | -1.9683e-09 | 0 | 0 | 0 | 0 | 0 | 0 | 0 | 0 | 0 | 0
[5 empty] | OCGT / Diesel | -0.22423 | -0.0047063 | 0.038065 | 0.022178 | -0.03392 | -0.02188 | -0.029213 | 0.0016036 | 0.11557 | -0.0075945 | -0.09816 | -0.035305 | 0.015193 | -0.22412 | 0.0023416 | 0.00073387 | 0.0031435 | 6.0967e-05 | -4.5052e-08 | -0.053986 | -4.2076e-08 | -3.5135e-08 | -3.3829e-08 | -3.1979e-08 | -3.3019e-08
[5 empty] | Hydro | -0.0029548 | -0.0049513 | 0.0023438 | 0.2015 | 0.11241 | 0.23829 | 0.4854 | 0.27798 | 0.68946 | 0.97818 | 0.54579 | 0.6047 | 0.45171 | 1.7592 | 0.42365 | 0.080641 | 0.29446 | 0.24462 | 0.33987 | 0.17952 | 0.19274 | 0.31999 | 0.88364 | 0.65614 | 0.54611
[5 empty] | Hydrogen Turbine | 0 | 0 | 0 | 0 | 0 | 0 | -4.6e-07 | -0.029935 | -0.25052 | -0.16499 | 0.044095 | -0.33758 | -0.19994 | -0.17163 | -0.90379 | 0.12613 | 0.20795 | -0.63981 | 0.2292 | -0.5079 | -0.44054 | 0.29247 | 0.48975 | -0.16585 | 0.28475
[5 empty] | Wind | -0.018692 | 2.1553 | 2.3661 | 2.2305 | 3.6305 | 1.5359 | 2.6789 | 5.3561 | 5.4862 | 5.7098 | 5.4816 | 6.4171 | 6.913 | 4.5789 | 7.4597 | 5.9019 | 5.6989 | 4.5904 | 6.0037 | 5.2538 | 5.6088 | 4.0369 | 3.059 | 5.1639 | 2.2456
[5 empty] | Solar PV | 0.017991 | -2.8362 | -2.9883 | -3.2182 | -3.7343 | -0.97234 | -2.9358 | -5.8882 | -6.3022 | -6.7787 | -6.2363 | -6.3742 | -7.2119 | -5.9935 | -7.3877 | -6.2598 | -6.4129 | -4.4499 | -6.7504 | -4.5137 | -5.487 | -3.9177 | -3.8921 | -5.7686 | -2.6132
[5 empty] | Grid Battery | -0.0015021 | -1.4155 | -1.7767 | -1.8185 | -1.9285 | -1.2561 | -1.622 | -2.8041 | -2.7413 | -3.657 | -3.5172 | -3.6396 | -3.9186 | -2.4318 | -3.7324 | -3.529 | -3.5367 | -2.3931 | -4.2309 | -2.319 | -2.3613 | -2.6062 | -2.4074 | -3.0576 | -2.3474
[5 empty] | PHES | -0.00024738 | 0.010716 | 0.041819 | 0.024408 | 0.074412 | 1.4535 | 0.69615 | 0.22723 | 0.64119 | 0.70449 | 0.98082 | 1.2628 | 0.66177 | 0.60927 | 0.057825 | 0.86955 | 0.47258 | 0.40974 | 1.0771 | 0.88243 | -0.11304 | 0.83349 | 1.1997 | 0.56541 | 0.52444
[5 empty] | VPP | -6.3674e-05 | -0.0042127 | -0.0075339 | -0.0078042 | -0.023413 | 0.068521 | 0.059416 | -0.067303 | 0.021339 | 0.031459 | -0.032255 | 0.010639 | 0.03718 | 0.064306 | -0.12453 | 0.085504 | 0.12925 | 0.035327 | 0.026273 | -0.0032254 | -0.032863 | 0.17102 | 0.20438 | 0.018963 | 0.49238
[5 empty] | Grid Battery Pump | -0.0017774 | -1.7066 | -2.1389 | -2.1946 | -2.3189 | -1.5149 | -1.9555 | -3.3855 | -3.2964 | -4.4099 | -4.2444 | -4.3706 | -4.7252 | -2.9453 | -4.4875 | -4.2466 | -4.2838 | -2.862 | -5.123 | -2.7675 | -2.8447 | -3.136 | -2.9132 | -3.6877 | -2.82
[5 empty] | PHES Pump | -0.0039035 | 0.0015958 | 0.12123 | 0.11814 | 0.32938 | 2.0435 | 1.1789 | 0.57749 | 0.90649 | 1.2346 | 1.4263 | 2.0028 | 1.1313 | 0.85342 | 0.25926 | 1.2846 | 0.83437 | 0.51435 | 1.5693 | 1.3844 | -0.13854 | 1.3415 | 1.7498 | 0.87632 | 1.0928
[5 empty] | VPP Pump | -7.4896e-05 | -0.0051438 | -0.0086759 | -0.0092922 | -0.027434 | 0.079996 | 0.071624 | -0.07965 | 0.024255 | 0.035488 | -0.035031 | 0.012232 | 0.04478 | 0.074219 | -0.14595 | 0.099378 | 0.15222 | 0.041329 | 0.030084 | -0.0040441 | -0.038886 | 0.21768 | 0.22447 | 0.023895 | 0.57872
*Generation shown is sent-out, as is demand.
Central-West Orana capacity difference by year | [30 empty] | Far North QLD
Select REZ | Central-West Orana | [29 empty] | North Qld Clean Energy Hub
Northern Qld
[5 empty] | Capacity difference (MW) | 2024-25 | 2025-26 | 2026-27 | 2027-28 | 2028-29 | 2029-30 | 2030-31 | 2031-32 | 2032-33 | 2033-34 | 2034-35 | 2035-36 | 2036-37 | 2037-38 | 2038-39 | 2039-40 | 2040-41 | 2041-42 | 2042-43 | 2043-44 | 2044-45 | 2045-46 | 2046-47 | 2047-48 | 2048-49 | Isaac
[5 empty] | Solar PV | 0 | -1085.5707 | -1085.5707 | -1085.5707 | -1085.571 | 0 | 0 | -1414.349 | -1414.349 | -1414.349 | -1414.349 | -1414.349 | -1414.349 | -1414.349 | -1414.349 | -922.622 | -922.622 | -922.622 | -922.622 | -484.579 | -484.579 | -484.579 | -664.934 | -664.934 | -664.934 | Barcaldine
[5 empty] | Wind | 0 | 86.8689 | 86.8689 | -13.044 | -13.044 | -1253.1274 | -290.0721 | -290.0721 | -290.0721 | -290.0721 | -290.0721 | -290.0721 | -290.0721 | -290.0721 | -290.072 | -290.072 | -290.072 | -290.072 | -290.072 | -290.072 | -290.072 | -290.072 | -0.0002 | -0.0002 | 0 | Fitzroy
[5 empty] | Offshore wind | 0 | 0 | 0 | 0 | 0 | 0 | 0 | 0 | 0 | 0 | 0 | 0 | 0 | 0 | 0 | 0 | 0 | 0 | 0 | 0 | 0 | 0 | 0 | 0 | 0 | Wide Bay
Darling Downs
Banana
North West NSW
New England
Central-West Orana
Broken Hill
South West NSW
Wagga Wagga
Tumut
Cooma-Monaro
Hunter-Central Coast
Ovens Murray
Central-West Orana generation difference by year | [30 empty] | Murray River
Select REZ | Central-West Orana | [29 empty] | Western Victoria
South West Victoria
[5 empty] | Sent-out generation difference (GWh)* | 2024-25 | 2025-26 | 2026-27 | 2027-28 | 2028-29 | 2029-30 | 2030-31 | 2031-32 | 2032-33 | 2033-34 | 2034-35 | 2035-36 | 2036-37 | 2037-38 | 2038-39 | 2039-40 | 2040-41 | 2041-42 | 2042-43 | 2043-44 | 2044-45 | 2045-46 | 2046-47 | 2047-48 | 2048-49 | Gippsland
[5 empty] | Solar PV | -0.43681 | -1884.5868 | -2102.2594 | -1856.6819 | -1704.7976 | 509.7096 | -79.4501 | -2305.9762 | -2605.9884 | -2756.3823 | -2840.1851 | -3041.2876 | -3000.111 | -2709.6021 | -2831.4178 | -1822.1047 | -1924.4916 | -1804.0011 | -1959.6989 | -1123.6856 | -1274.112 | -1298.2267 | -1225.8727 | -1344.8511 | -1297.0108 | Central North VIC
[5 empty] | Wind | 0.26108 | 213.4131 | 244.1212 | 11.2898 | 74.3395 | -3064.8496 | -728.2028 | -647.6683 | -681.7891 | -666.9449 | -675.7849 | -712.0207 | -730.2153 | -779.8069 | -721.5323 | -734.7419 | -720.4549 | -758.4807 | -733.7422 | -761.9094 | -822.3896 | -823.3735 | -1.7136 | -11.4965 | -6.1197 | South East SA
[5 empty] | Offshore wind | 0 | 0 | 0 | 0 | 0 | 0 | 0 | 0 | 0 | 0 | 0 | 0 | 0 | 0 | 0 | 0 | 0 | 0 | 0 | 0 | 0 | 0 | 0 | 0 | 0 | Riverland
Mid-North SA
Yorke Peninsula
Northern SA
Leigh Creek
Roxby Downs
Eastern Eyre Peninsula
Western Eyre Peninsula
North East Tasmania
North West Tasmania
Central Highlands
Hunter Coast
Illawarra Coast
Gippsland Coast
North West Tasmania Coast
Portland Coast
South East SA Coast

## BaseCase_CF
Annual capacity factor by technology - BaseCase, Green Energy Exports Scenario
Non-scheduled generation including Distributed PV is not shown.
Explicitly modelled generation
Region | Technology | 2024-25 | 2025-26 | 2026-27 | 2027-28 | 2028-29 | 2029-30 | 2030-31 | 2031-32 | 2032-33 | 2033-34 | 2034-35 | 2035-36 | 2036-37 | 2037-38 | 2038-39 | 2039-40 | 2040-41 | 2041-42 | 2042-43 | 2043-44 | 2044-45 | 2045-46 | 2046-47 | 2047-48 | 2048-49
NEM | Black Coal | 51.74% | 28.24% | 33.64% | 31.79% | 34% | 34.48% | 35.43% | 38.97% | 37.13% | - | - | - | - | - | - | - | - | - | - | - | - | - | - | - | -
NEM | Brown Coal | 44.32% | 44.8% | 42.24% | 44.78% | 44.4% | 44.21% | 41.89% | - | - | - | - | - | - | - | - | - | - | - | - | - | - | - | - | - | -
NEM | CCGT | 43.54% | 9.516% | 7.604% | 10.03% | 9.665% | 6.636% | 6.796% | 3.761% | 5.183% | 3.616% | 6.485% | 4.66% | 4.106% | 5.323% | 5.19% | 5.741% | 5.385% | 5.719% | 5.666% | 7.68% | 7.476% | 15.02% | 23.73% | 25.25% | 25.36%
NEM | Gas - Steam | 2.699% | 0.4761% | 1.549% | 2.02% | 5.59% | 3.478% | 4.24% | 0.1249% | 2.624% | 2.762e-07% | 4.655% | 2.959% | 2.826e-07% | 8.08% | 3.267e-07% | - | - | - | - | - | - | - | - | - | -
NEM | OCGT / Diesel | 3.775% | 0.7879% | 0.532% | 0.7678% | 1.26% | 0.8011% | 0.9068% | 0.1561% | 0.5041% | 0.04232% | 1.674% | 0.6686% | 0.06293% | 2.102% | 0.0446% | 0.1013% | 0.1485% | 0.1148% | 5.784e-07% | 0.2233% | 6.301e-07% | 5.549e-07% | 6.224e-07% | 6.848e-07% | 7.072e-07%
NEM | Hydro | 28.8% | 24.36% | 22.66% | 24.7% | 27.34% | 29.24% | 18.17% | 19.72% | 17.55% | 22.34% | 21.15% | 17.15% | 15.64% | 19.13% | 22.17% | 17.14% | 19.1% | 16.75% | 20.34% | 22.08% | 16.96% | 11.91% | 23.12% | 24.59% | 20.2%
NEM | Hydrogen Turbine | - | - | - | - | - | - | 8.362% | 10.5% | 9.25% | 10.62% | 9.399% | 7.261% | 9.264% | 11.42% | 8.895% | 10.86% | 12.68% | 14.91% | 8.92% | 12.02% | 8.532% | 9.066% | 15.27% | 11.75% | 13.16%
NEM | Wind | 32.51% | 27.57% | 28.87% | 28.26% | 30.43% | 29.99% | 30.91% | 33.36% | 32.22% | 32.08% | 31.73% | 33.59% | 34.34% | 32.11% | 33.64% | 32.62% | 34.29% | 32.83% | 31.63% | 31.98% | 34.3% | 33.86% | 33.57% | 34.33% | 33.14%
NEM | Solar PV | 22.67% | 17.72% | 19.06% | 18.59% | 18.13% | 18.37% | 19.4% | 19.41% | 19.62% | 21.21% | 19.51% | 20.68% | 21.9% | 18.15% | 19.59% | 19.36% | 19.71% | 20.28% | 20.66% | 19.7% | 21.52% | 21.45% | 19.52% | 20.6% | 19.87%
NEM | Grid Battery | 6.684% | 12.69% | 13.44% | 12.8% | 13.42% | 13.02% | 13.39% | 12.68% | 14.21% | 16.09% | 13.86% | 14.86% | 16.53% | 12.92% | 13.92% | 13.9% | 13.45% | 15.48% | 16.06% | 15.71% | 18.23% | 18.88% | 18.47% | 17.71% | 15.56%
NEM | PHES | 13.15% | 9.139% | 9.883% | 8.584% | 21.84% | 15.08% | 12.21% | 12.08% | 12.75% | 14.31% | 11.33% | 11.86% | 12.54% | 12.52% | 14.21% | 11.43% | 10.86% | 12.68% | 12.9% | 10.8% | 12.57% | 12.07% | 16.78% | 14.87% | 12.64%
NEM | VPP | 8.594% | 7.617% | 7.554% | 7.089% | 7.539% | 7.267% | 7.01% | 6.93% | 7.231% | 7.685% | 7.123% | 7.235% | 7.43% | 6.688% | 7.059% | 6.798% | 6.787% | 7.073% | 7.378% | 7.415% | 7.704% | 7.687% | 7.453% | 7.188% | 7.346%
Region | Technology | 2024-25 | 2025-26 | 2026-27 | 2027-28 | 2028-29 | 2029-30 | 2030-31 | 2031-32 | 2032-33 | 2033-34 | 2034-35 | 2035-36 | 2036-37 | 2037-38 | 2038-39 | 2039-40 | 2040-41 | 2041-42 | 2042-43 | 2043-44 | 2044-45 | 2045-46 | 2046-47 | 2047-48 | 2048-49
NSW1 | Black Coal | 56.63% | 22.45% | 32.47% | 29.15% | 33.59% | 33.6% | 34.18% | - | - | - | - | - | - | - | - | - | - | - | - | - | - | - | - | - | -
NSW1 | Brown Coal | bar: 2024-25 to 2048-49
NSW1 | CCGT | 71.04% | 16.55% | 10.94% | 14.67% | 12.37% | 8.897% | 5.133% | 2.394% | 5.372% | 0.3703% | 2.86% | 2.154% | 1.781e-06% | 0.3547% | 1.817e-06% | 1.996e-06% | 1.819e-06% | 1.836e-06% | 1.827e-06% | - | - | - | - | - | -
NSW1 | Gas - Steam | bar: 2024-25 to 2048-49
NSW1 | OCGT / Diesel | 0.003577% | 3.161e-07% | 3.078e-07% | 0.06648% | 0.002673% | 0.1229% | 0.1897% | 2.74e-07% | 3.134e-07% | 0.04824% | 0.4764% | 2.829e-07% | 2.733e-07% | 0.4954% | 2.799e-07% | 2.9e-07% | 2.824e-07% | 2.881e-07% | 2.859e-07% | 0.2474% | 2.904e-07% | 2.911e-07% | 2.941e-07% | 2.959e-07% | 3.025e-07%
NSW1 | Hydro | 12.99% | 14.78% | 14.84% | 11.9% | 16.72% | 13.16% | 10.57% | 9.912% | 8.795% | 11.33% | 12.46% | 10.09% | 8.514% | 13.97% | 12.23% | 10.2% | 9.881% | 9.546% | 12.03% | 12.89% | 11.42% | 9.271% | 16.53% | 15.82% | 14.61%
NSW1 | Hydrogen Turbine | - | - | - | - | - | - | 6.109% | 9.646% | 7.869% | 10.8% | 8.188% | 7.551% | 9.063% | 10.43% | 11.77% | 13.08% | 18.34% | 19.89% | 13.29% | 21.35% | 12.59% | 18.23% | 20.1% | 15.45% | 16.57%
NSW1 | Wind | 32.82% | 27.28% | 28.38% | 26.76% | 28.89% | 25.62% | 27.24% | 27.41% | 28.4% | 29.05% | 27.76% | 28.96% | 30.28% | 30.44% | 28.47% | 28.54% | 28.49% | 28.94% | 29.32% | 28.55% | 30.67% | 30.94% | 32.46% | 28.95% | 29.38%
NSW1 | Solar PV | 21.12% | 18.91% | 20.81% | 19.08% | 18.5% | 18.9% | 20.49% | 20.09% | 20.86% | 21.66% | 20.4% | 21.86% | 22.44% | 19.9% | 21.45% | 20.53% | 20.77% | 20.41% | 21.07% | 20.15% | 22.39% | 21.38% | 20.07% | 20.32% | 20.77%
NSW1 | Grid Battery | 7.118% | 14.71% | 15.93% | 14.72% | 14.06% | 14.69% | 16.14% | 16.44% | 17.24% | 18.04% | 16.43% | 18.11% | 18.57% | 15.34% | 16.53% | 17.2% | 17.09% | 18.11% | 18.44% | 18.3% | 21.15% | 20.8% | 18.38% | 18.03% | 18.84%
NSW1 | PHES | 8.569% | 10.05% | 12.44% | 9.656% | 28.41% | 11.64% | 10.37% | 9.148% | 10.51% | 10.6% | 10.09% | 8.485% | 9.528% | 9.347% | 10.6% | 8.918% | 7.877% | 11.12% | 10.12% | 10.49% | 10.23% | 10.32% | 14.54% | 10.9% | 8.742%
NSW1 | VPP | 7.284% | 7.817% | 7.953% | 7.539% | 7.473% | 7.472% | 7.479% | 7.556% | 7.79% | 8.073% | 7.44% | 7.68% | 7.813% | 7.157% | 7.704% | 7.552% | 7.499% | 7.781% | 7.924% | 7.7% | 8.152% | 8.167% | 7.749% | 7.831% | 7.859%
Region | Technology | 2024-25 | 2025-26 | 2026-27 | 2027-28 | 2028-29 | 2029-30 | 2030-31 | 2031-32 | 2032-33 | 2033-34 | 2034-35 | 2035-36 | 2036-37 | 2037-38 | 2038-39 | 2039-40 | 2040-41 | 2041-42 | 2042-43 | 2043-44 | 2044-45 | 2045-46 | 2046-47 | 2047-48 | 2048-49
QLD1 | Black Coal | 46.74% | 34.17% | 34.43% | 33.75% | 34.31% | 34.86% | 37.36% | 38.97% | 37.13% | - | - | - | - | - | - | - | - | - | - | - | - | - | - | - | -
QLD1 | Brown Coal | bar: 2024-25 to 2048-49
QLD1 | CCGT | 39.79% | 8.495% | 8.945% | 11.18% | 10.39% | 8.374% | 8.02% | 5.772% | 6.057% | 6.177% | 8.534% | 6.122% | 8.091% | 8.038% | 7.962% | 9.223% | 8.651% | 9.188% | 9.103% | 9.175% | 8.931% | 22.39% | 51.16% | 54.42% | 54.66%
QLD1 | Gas - Steam | bar: 2024-25 to 2048-49
QLD1 | OCGT / Diesel | 3.693e-07% | 3.403e-07% | 3.442e-07% | 3.979e-07% | 0.01554% | 3.69e-07% | 3.728e-07% | 3.347e-07% | 3.475e-07% | 4.034e-07% | 3.826e-07% | 3.388e-07% | 3.419e-07% | 3.532e-07% | 3.475e-07% | 3.567e-07% | 3.509e-07% | 3.532e-07% | 3.563e-07% | 3.682e-07% | 3.567e-07% | 3.593e-07% | 5.936e-07% | 5.949e-07% | 6.098e-07%
QLD1 | Hydro | 53.11% | 44.86% | 43.95% | 43.04% | 44.6% | 45.24% | 42.61% | 44.26% | 44.13% | 48.11% | 45.08% | 44.05% | 42.51% | 29.4% | 34.32% | 20.51% | 25.19% | 32.04% | - | - | - | - | - | - | -
QLD1 | Hydrogen Turbine | - | - | - | - | - | - | 11.69% | 12.16% | 13.42% | 10.25% | 14.27% | 9.662% | 15.74% | 21.31% | 9.887% | 11% | 4.82% | 13.44% | 8.83% | 5.141% | 9.862% | 17.27% | 17.51% | 10.74% | 10.37%
QLD1 | Wind | 38.27% | 28.6% | 28.46% | 27.35% | 29.73% | 30.93% | 33.07% | 35.33% | 33.33% | 31.6% | 32.96% | 34.49% | 32.95% | 32.23% | 34.19% | 34.39% | 35.33% | 34.72% | 31.29% | 31.5% | 34.17% | 33.48% | 32.08% | 33.51% | 34.18%
QLD1 | Solar PV | 22.78% | 14.56% | 13.63% | 16.39% | 17.12% | 18.35% | 20.05% | 20.8% | 20.32% | 22.5% | 22.15% | 22.28% | 22.65% | 18.84% | 21.02% | 20.83% | 22.13% | 21.98% | 22.95% | 21.02% | 23.02% | 23.42% | 19.38% | 21% | 21.41%
QLD1 | Grid Battery | 7.88% | 8.906% | 9.149% | 8.748% | 10.99% | 10.32% | 9.412% | 9.849% | 11.48% | 16.11% | 15.75% | 14.79% | 14.95% | 14.99% | 15.32% | 12.84% | 15.48% | 17.05% | 18.18% | 16.4% | 19.37% | 19.64% | 19.55% | 17.8% | 13.84%
QLD1 | PHES | 15.07% | 8.874% | 9.134% | 8.27% | 14.74% | 15.52% | 9.858% | 11.77% | 11.21% | 13.85% | 10.7% | 10.6% | 10.89% | 13.49% | 14.91% | 11.19% | 12.67% | 13.61% | 11.75% | 8.483% | 12.22% | 10.55% | 16.03% | 13.88% | 10.3%
QLD1 | VPP | 8.279% | 7.87% | 7.193% | 6.747% | 7.504% | 7.341% | 6.656% | 7.15% | 6.931% | 7.643% | 7.596% | 7.179% | 7.392% | 7.127% | 6.825% | 6.655% | 7.758% | 6.988% | 7.856% | 8.527% | 8.463% | 8.317% | 8.027% | 6.952% | 7.464%
Region | Technology | 2024-25 | 2025-26 | 2026-27 | 2027-28 | 2028-29 | 2029-30 | 2030-31 | 2031-32 | 2032-33 | 2033-34 | 2034-35 | 2035-36 | 2036-37 | 2037-38 | 2038-39 | 2039-40 | 2040-41 | 2041-42 | 2042-43 | 2043-44 | 2044-45 | 2045-46 | 2046-47 | 2047-48 | 2048-49
VIC1 | Black Coal | bar: 2024-25 to 2048-49
VIC1 | Brown Coal | 44.32% | 44.8% | 42.24% | 44.78% | 44.4% | 44.21% | 41.89% | - | - | - | - | - | - | - | - | - | - | - | - | - | - | - | - | - | -
VIC1 | CCGT | bar: 2024-25 to 2048-49
VIC1 | Gas - Steam | 3.991% | 1.033% | 1.549% | 2.02% | 5.59% | 3.478% | 4.24% | 0.1249% | 2.624% | 2.762e-07% | 4.655% | 2.959% | 2.826e-07% | 8.08% | 3.267e-07% | - | - | - | - | - | - | - | - | - | -
VIC1 | OCGT / Diesel | 6.515% | 0.8416% | 0.8918% | 1.442% | 3.516% | 2.192% | 2.125% | 0.106% | 1.38% | 0.02784% | 3.234% | 1.87% | 0.007823% | 4.179% | 0.1755% | 6.41e-07% | 0.4935% | 6.084e-07% | 5.248e-07% | 5.73e-07% | 5.303e-07% | 5.261e-07% | 5.341e-07% | 8.099e-07% | 8.347e-07%
VIC1 | Hydro | 16.76% | 17.14% | 16.26% | 13.63% | 20.44% | 17.06% | 14.69% | 14.82% | 13.45% | 16.44% | 17% | 16.07% | 13.54% | 20.06% | 17.12% | 14.74% | 14.77% | 13.5% | 16.48% | 17.05% | 16.17% | 13.57% | 20.51% | 20.52% | 20.45%
VIC1 | Hydrogen Turbine | - | - | - | - | - | - | - | - | - | - | - | 3.367% | 4.949% | 6.976% | 6.45% | 7.341% | 11.49% | 13.6% | 5.491% | 11.69% | 6.38% | 3.175% | 16.28% | 12.39% | 14.93%
VIC1 | Wind | 30.58% | 28.81% | 28.82% | 28.69% | 29.12% | 29.49% | 27.79% | 31.91% | 29.75% | 31.29% | 30.91% | 32.76% | 33.98% | 30.81% | 33.54% | 31.58% | 34.36% | 31.8% | 32.83% | 33.56% | 35.83% | 36.48% | 34.83% | 37.21% | 35.29%
VIC1 | Solar PV | 28.66% | 17.08% | 19.16% | 18.23% | 17.61% | 16.93% | 16.79% | 18.01% | 18.65% | 19.32% | 17.28% | 18.57% | 18.99% | 16.7% | 17.9% | 17.44% | 16.87% | 18.5% | 18.69% | 17.97% | 19.45% | 19.36% | 18.29% | 19.65% | 19.36%
VIC1 | Grid Battery | 5.205% | 11.66% | 11.18% | 12.26% | 14.3% | 13.35% | 12.02% | 11.12% | 13.26% | 14.2% | 11.62% | 12.59% | 13.05% | 10.02% | 11.79% | 10.46% | 8.807% | 11.02% | 11.99% | 11.83% | 12.68% | 13.34% | 13.12% | 12.67% | 12.66%
VIC1 | PHES | - | - | - | - | 26.51% | 24.04% | 22.1% | 17.88% | 19.43% | 22.09% | 17.18% | 18.58% | 21.93% | 17.85% | 17.9% | 16.33% | 13.66% | 16.24% | 19.8% | 17.15% | 18.11% | 22.16% | 24.16% | 22.6% | 21.81%
VIC1 | VPP | 9.561% | 7.975% | 7.816% | 7.337% | 7.856% | 7.652% | 7.036% | 6.254% | 6.848% | 7.083% | 6.402% | 6.604% | 6.686% | 5.632% | 6.547% | 6.056% | 5.062% | 5.737% | 5.881% | 5.921% | 6.164% | 6.252% | 6.249% | 6.158% | 6.475%
Region | Technology | 2024-25 | 2025-26 | 2026-27 | 2027-28 | 2028-29 | 2029-30 | 2030-31 | 2031-32 | 2032-33 | 2033-34 | 2034-35 | 2035-36 | 2036-37 | 2037-38 | 2038-39 | 2039-40 | 2040-41 | 2041-42 | 2042-43 | 2043-44 | 2044-45 | 2045-46 | 2046-47 | 2047-48 | 2048-49
SA1 | Black Coal | bar: 2024-25 to 2048-49
SA1 | Brown Coal | bar: 2024-25 to 2048-49
SA1 | CCGT | 47.7% | 10.24% | 4.743% | 6.632% | 9.029% | 2.112% | 7.154% | 0.3039% | 4.426% | 1.488e-06% | 5.862% | 4.159% | 1.478e-06% | - | - | - | - | - | - | - | - | - | - | - | -
SA1 | Gas - Steam | 1.892% | 0.1278% | - | - | - | - | - | - | - | - | - | - | - | - | - | - | - | - | - | - | - | - | - | - | -
SA1 | OCGT / Diesel | 11.97% | 3.122% | 1.72% | 2.171% | 2.367% | 1.363% | 2.097% | 0.862% | 1.333% | 0.1304% | 4.249% | 0.7992% | 0.4911% | 5.063% | 1.47e-06% | 0.7637% | 1.502e-06% | 0.8491% | 1.514e-06% | 0.853% | 1.813e-06% | 1.378e-06% | 1.608e-06% | 1.623e-06% | 1.667e-06%
SA1 | Hydro | bar: 2024-25 to 2048-49
SA1 | Hydrogen Turbine | - | - | - | - | - | - | 8.496% | 10.68% | 8.576% | 10.52% | 5.696% | 5.153% | 5.791% | 6.425% | 4.502% | 13.79% | 13.35% | 13.2% | 9.839% | 8.396% | 6.813% | 3.76% | 9.255% | 9.497% | 9.729%
SA1 | Wind | 31.19% | 22.37% | 28.04% | 26.91% | 28.56% | 27.28% | 28.47% | 30.39% | 28.25% | 29.94% | 26.07% | 30.19% | 31.29% | 28.6% | 29.2% | 30.17% | 31.66% | 30.05% | 29.45% | 28.42% | 31.84% | 30.54% | 31.56% | 31.84% | 30.17%
SA1 | Solar PV | 22% | 17.74% | 18.93% | 19.99% | 19.39% | 19.5% | 19.7% | 18.25% | 18.33% | 21.11% | 16.99% | 19.05% | 23.12% | 16.86% | 17.46% | 18.85% | 18.68% | 20.42% | 18.88% | 19.02% | 20.71% | 20.7% | 20.78% | 21.55% | 19.2%
SA1 | Grid Battery | 6.422% | 9.392% | 10.6% | 10.24% | 11.4% | 8.783% | 9.436% | 8.419% | 11.04% | 14.38% | 10.49% | 11.36% | 16.59% | 10.19% | 10.69% | 11.68% | 9.692% | 13.95% | 13.26% | 14.15% | 16.51% | 18.3% | 19.06% | 18.3% | 15.07%
SA1 | PHES | bar: 2024-25 to 2048-49
SA1 | VPP | 9.474% | 6.733% | 7.035% | 6.46% | 7.201% | 5.758% | 6.415% | 6.043% | 7.099% | 8.067% | 6.837% | 7.589% | 8.206% | 6.721% | 6.768% | 6.467% | 6.151% | 8.301% | 8.114% | 7.694% | 8.454% | 8.501% | 8.402% | 8.358% | 7.682%
Region | Technology | 2024-25 | 2025-26 | 2026-27 | 2027-28 | 2028-29 | 2029-30 | 2030-31 | 2031-32 | 2032-33 | 2033-34 | 2034-35 | 2035-36 | 2036-37 | 2037-38 | 2038-39 | 2039-40 | 2040-41 | 2041-42 | 2042-43 | 2043-44 | 2044-45 | 2045-46 | 2046-47 | 2047-48 | 2048-49
TAS1 | Black Coal | bar: 2024-25 to 2048-49
TAS1 | Brown Coal | bar: 2024-25 to 2048-49
TAS1 | CCGT | 0% | 2.123e-06% | 2.251e-06% | 2.447e-06% | 2.572e-06% | 2.579e-06% | 2.857e-06% | 2.852e-06% | 2.957e-06% | 2.88e-06% | 2.983e-06% | 2.91e-06% | 2.886e-06% | 3.026e-06% | 2.934e-06% | 3.015e-06% | 3e-06% | 2.965e-06% | 2.95e-06% | 3.039e-06% | 2.96e-06% | 2.95e-06% | 2.966e-06% | 2.978e-06% | 3.067e-06%
TAS1 | Gas - Steam | bar: 2024-25 to 2048-49
TAS1 | OCGT / Diesel | 0.01238% | 2.255e-06% | 2.456e-06% | 0.1126% | 0.000568% | 2.666e-06% | 0.662% | 3.092e-06% | 6.077e-06% | 2.783e-06% | 4.515% | 3.6% | 2.84e-06% | 8.391% | 2.866e-06% | 3.499e-06% | 5.016% | 6.962e-06% | 6.775e-06% | 8.226e-06% | 6.892e-06% | 6.805e-06% | 6.93e-06% | 6.927e-06% | 7.39e-06%
TAS1 | Hydro | 53.75% | 39.08% | 34.84% | 46.17% | 42.97% | 55.07% | 27.34% | 32.34% | 28.28% | 36.97% | 32.03% | 23.49% | 22.96% | 23.15% | 36.2% | 26.07% | 31.94% | 26.38% | 32.01% | 35.67% | 23.16% | 13.04% | 31.98% | 36.92% | 25.52%
TAS1 | Hydrogen Turbine | - | - | - | - | - | - | 8.753% | 7.841% | 8.177% | 11.03% | 8.418% | 4.213% | 3.859% | 8.675% | 3.279% | 7.178% | 4.99% | 5.33% | 1.153% | 6.044% | 5.755% | 7.96e-06% | 6.801% | 2.713% | 5.084%
TAS1 | Wind | 36.74% | 40.34% | 44.9% | 51.15% | 48.79% | 47.1% | 40.1% | 43.1% | 41.81% | 39.64% | 40.26% | 41.74% | 45.56% | 38.19% | 41.9% | 36.86% | 40.23% | 37.29% | 35.36% | 37.95% | 38.7% | 37.97% | 40.08% | 42.33% | 34.96%
TAS1 | Solar PV | - | - | - | - | - | - | 18.11% | 16.68% | 17.4% | 18.58% | 17.13% | 18.27% | 18.52% | 14.46% | 16.03% | 15.76% | 15.22% | 15.76% | 16.87% | 16.21% | 16.74% | 15.69% | 14.83% | 15.62% | 15.04%
TAS1 | Grid Battery | bar: 2024-25 to 2048-49
TAS1 | PHES | - | - | - | - | 21.35% | 17.29% | 14.15% | 14.07% | 15.42% | 16.74% | 11.42% | 15.67% | 15.23% | 12.96% | 16.49% | 13.13% | 10.78% | 11.7% | 15.6% | 12.14% | 13.92% | 12.39% | 17.81% | 18.61% | 17.88%
TAS1 | VPP | 4.753% | 0.8633% | 1.805% | 0.7262% | 6.986% | 5.851% | 5.272% | 5.024% | 5.622% | 5.62% | 4.351% | 4.807% | 5.352% | 4.35% | 5.53% | 5.122% | 4.991% | 5.268% | 5.858% | 4.581% | 5.041% | 4.646% | 5.162% | 6.161% | 6.127%
Explicitly modelled pumping
Region | Technology | 2024-25 | 2025-26 | 2026-27 | 2027-28 | 2028-29 | 2029-30 | 2030-31 | 2031-32 | 2032-33 | 2033-34 | 2034-35 | 2035-36 | 2036-37 | 2037-38 | 2038-39 | 2039-40 | 2040-41 | 2041-42 | 2042-43 | 2043-44 | 2044-45 | 2045-46 | 2046-47 | 2047-48 | 2048-49
NEM | Grid Battery Pump | 7.878% | 15.26% | 16.11% | 15.41% | 16.07% | 15.65% | 16.08% | 15.24% | 17.08% | 19.35% | 16.69% | 17.82% | 19.89% | 15.56% | 16.73% | 16.68% | 16.24% | 18.56% | 19.38% | 18.89% | 21.94% | 22.76% | 22.21% | 21.35% | 18.69%
NEM | PHES Pump | 18.83% | 18.49% | 20.39% | 18.27% | 28.78% | 20.02% | 15.78% | 15.56% | 16.12% | 18.47% | 14.42% | 14.91% | 16.49% | 15.86% | 17.93% | 14.24% | 14.26% | 16.05% | 17.12% | 13.84% | 16.17% | 15.88% | 21.43% | 19.36% | 15.94%
NEM | VPP Pump | 10.1% | 8.979% | 8.877% | 8.362% | 8.854% | 8.557% | 8.248% | 8.162% | 8.502% | 9.042% | 8.389% | 8.499% | 8.746% | 7.882% | 8.3% | 7.987% | 8.005% | 8.302% | 8.696% | 8.717% | 9.065% | 9.047% | 8.761% | 8.464% | 8.631%
Region | Technology | 2024-25 | 2025-26 | 2026-27 | 2027-28 | 2028-29 | 2029-30 | 2030-31 | 2031-32 | 2032-33 | 2033-34 | 2034-35 | 2035-36 | 2036-37 | 2037-38 | 2038-39 | 2039-40 | 2040-41 | 2041-42 | 2042-43 | 2043-44 | 2044-45 | 2045-46 | 2046-47 | 2047-48 | 2048-49
NSW1 | Grid Battery Pump | 8.363% | 17.72% | 19.14% | 17.73% | 16.9% | 17.66% | 19.44% | 19.77% | 20.71% | 21.69% | 19.82% | 21.72% | 22.37% | 18.5% | 19.8% | 20.69% | 20.63% | 21.7% | 22.21% | 22% | 25.46% | 25.05% | 22.08% | 21.69% | 22.65%
NSW1 | PHES Pump | 14.91% | 22.27% | 25.6% | 22.75% | 33% | 15.64% | 13.39% | 11.84% | 12.5% | 14.18% | 12.35% | 10.09% | 13.06% | 11.42% | 13.13% | 10.51% | 10.95% | 13.72% | 14.38% | 12.94% | 13.27% | 13.96% | 18.45% | 14.6% | 10.9%
NSW1 | VPP Pump | 8.555% | 9.21% | 9.349% | 8.882% | 8.783% | 8.791% | 8.816% | 8.891% | 9.157% | 9.497% | 8.771% | 9.017% | 9.203% | 8.436% | 9.043% | 8.881% | 8.85% | 9.128% | 9.328% | 9.054% | 9.593% | 9.611% | 9.112% | 9.215% | 9.244%
Region | Technology | 2024-25 | 2025-26 | 2026-27 | 2027-28 | 2028-29 | 2029-30 | 2030-31 | 2031-32 | 2032-33 | 2033-34 | 2034-35 | 2035-36 | 2036-37 | 2037-38 | 2038-39 | 2039-40 | 2040-41 | 2041-42 | 2042-43 | 2043-44 | 2044-45 | 2045-46 | 2046-47 | 2047-48 | 2048-49
QLD1 | Grid Battery Pump | 9.272% | 10.65% | 10.89% | 10.49% | 13.11% | 12.33% | 11.26% | 11.81% | 13.73% | 19.36% | 18.93% | 17.8% | 17.95% | 18.09% | 18.35% | 15.44% | 18.63% | 20.52% | 21.93% | 19.79% | 23.31% | 23.58% | 23.6% | 21.39% | 16.67%
QLD1 | PHES Pump | 25.84% | 14.08% | 14.31% | 13.04% | 20.66% | 21.61% | 12.88% | 15.16% | 14.52% | 17.83% | 13.84% | 13.77% | 13.99% | 17.75% | 18.91% | 14.38% | 16.37% | 17.44% | 15.2% | 11.14% | 15.77% | 13.38% | 20.7% | 17.8% | 13.25%
QLD1 | VPP Pump | 9.723% | 9.287% | 8.446% | 7.965% | 8.809% | 8.636% | 7.831% | 8.439% | 8.13% | 8.991% | 8.936% | 8.446% | 8.697% | 8.413% | 8.004% | 7.83% | 9.127% | 8.221% | 9.255% | 10.05% | 9.959% | 9.758% | 9.459% | 8.165% | 8.781%
Region | Technology | 2024-25 | 2025-26 | 2026-27 | 2027-28 | 2028-29 | 2029-30 | 2030-31 | 2031-32 | 2032-33 | 2033-34 | 2034-35 | 2035-36 | 2036-37 | 2037-38 | 2038-39 | 2039-40 | 2040-41 | 2041-42 | 2042-43 | 2043-44 | 2044-45 | 2045-46 | 2046-47 | 2047-48 | 2048-49
VIC1 | Grid Battery Pump | 6.162% | 13.96% | 13.3% | 14.75% | 17.08% | 16.04% | 14.36% | 13.36% | 15.93% | 17.02% | 14% | 15.05% | 15.68% | 12.02% | 14.22% | 12.48% | 10.64% | 13.15% | 14.47% | 14.12% | 15.23% | 16.08% | 15.67% | 15.24% | 15.08%
VIC1 | PHES Pump | - | - | - | - | 34.89% | 32.11% | 28.61% | 23.53% | 25.61% | 29.2% | 22.52% | 24.34% | 29.19% | 23.21% | 23.77% | 21.2% | 18.47% | 20.88% | 26.45% | 22.16% | 23.83% | 29.65% | 31.3% | 30.23% | 28.2%
VIC1 | VPP Pump | 11.24% | 9.409% | 9.179% | 8.66% | 9.223% | 9.018% | 8.266% | 7.364% | 8.069% | 8.333% | 7.547% | 7.745% | 7.866% | 6.626% | 7.73% | 7.099% | 5.983% | 6.724% | 6.946% | 6.94% | 7.252% | 7.382% | 7.326% | 7.272% | 7.591%
Region | Technology | 2024-25 | 2025-26 | 2026-27 | 2027-28 | 2028-29 | 2029-30 | 2030-31 | 2031-32 | 2032-33 | 2033-34 | 2034-35 | 2035-36 | 2036-37 | 2037-38 | 2038-39 | 2039-40 | 2040-41 | 2041-42 | 2042-43 | 2043-44 | 2044-45 | 2045-46 | 2046-47 | 2047-48 | 2048-49
SA1 | Grid Battery Pump | 7.583% | 11.27% | 12.73% | 12.35% | 13.64% | 10.6% | 11.28% | 10.13% | 13.31% | 17.35% | 12.59% | 13.68% | 19.97% | 12.27% | 12.95% | 13.98% | 11.75% | 16.75% | 16.05% | 16.99% | 19.9% | 22.13% | 22.87% | 22.14% | 18.07%
SA1 | PHES Pump | bar: 2024-25 to 2048-49
SA1 | VPP Pump | 11.13% | 7.922% | 8.276% | 7.628% | 8.45% | 6.802% | 7.525% | 7.11% | 8.359% | 9.499% | 8.03% | 8.928% | 9.654% | 7.908% | 7.989% | 7.582% | 7.264% | 9.739% | 9.574% | 9.025% | 9.952% | 10.02% | 9.859% | 9.861% | 9.011%
Region | Technology | 2024-25 | 2025-26 | 2026-27 | 2027-28 | 2028-29 | 2029-30 | 2030-31 | 2031-32 | 2032-33 | 2033-34 | 2034-35 | 2035-36 | 2036-37 | 2037-38 | 2038-39 | 2039-40 | 2040-41 | 2041-42 | 2042-43 | 2043-44 | 2044-45 | 2045-46 | 2046-47 | 2047-48 | 2048-49
TAS1 | Grid Battery Pump | bar: 2024-25 to 2048-49
TAS1 | PHES Pump | - | - | - | - | 28.58% | 23.01% | 18.51% | 18.76% | 20.38% | 21.75% | 15.08% | 20.51% | 20.43% | 16.83% | 21.71% | 17.09% | 14.44% | 15.45% | 20.51% | 15.87% | 18.15% | 16.71% | 23.03% | 24.89% | 23.12%
TAS1 | VPP Pump | 5.577% | 1.027% | 2.118% | 0.8813% | 8.229% | 6.894% | 6.182% | 5.923% | 6.633% | 6.598% | 5.138% | 5.631% | 6.324% | 5.093% | 6.534% | 6.016% | 5.858% | 6.203% | 6.916% | 5.392% | 5.905% | 5.494% | 6.046% | 7.277% | 7.182%

## BaseCase_Generation
Annual sent-out generation by technology (GWh) - BaseCase, Green Energy Exports Scenario
Non-scheduled generation including Distributed PV is not shown.
Explicitly modelled generation
Region | Technology | 2024-25 | 2025-26 | 2026-27 | 2027-28 | 2028-29 | 2029-30 | 2030-31 | 2031-32 | 2032-33 | 2033-34 | 2034-35 | 2035-36 | 2036-37 | 2037-38 | 2038-39 | 2039-40 | 2040-41 | 2041-42 | 2042-43 | 2043-44 | 2044-45 | 2045-46 | 2046-47 | 2047-48 | 2048-49
NEM | Black Coal | 74592.2607 | 40711.3143 | 40007.8049 | 27031.3016 | 23565.6833 | 13794.5468 | 3370.3946 | 1454.3822 | 1385.7341 | 0 | 0 | 0 | 0 | 0 | 0 | 0 | 0 | 0 | 0 | 0 | 0 | 0 | 0 | 0 | 0
NEM | Brown Coal | 18771.222 | 18975.6186 | 17890.1338 | 10082.3397 | 4355.9215 | 4337.9143 | 4109.5689 | 0 | 0 | 0 | 0 | 0 | 0 | 0 | 0 | 0 | 0 | 0 | 0 | 0 | 0 | 0 | 0 | 0 | 0
NEM | CCGT | 11270.7856 | 2463.2636 | 1968.3984 | 2437.7595 | 2349.4728 | 1612.9664 | 1652.0172 | 914.3151 | 1259.9967 | 878.9142 | 1576.4015 | 1132.6389 | 859.6446 | 867.6681 | 845.973 | 863.2896 | 809.7738 | 859.9728 | 852.0261 | 858.7907 | 835.9772 | 831.6175 | 806.7076 | 858.1632 | 861.8086
NEM | Gas - Steam | 307.4071 | 54.2208 | 67.8653 | 88.4902 | 244.8421 | 152.3462 | 185.7132 | 5.4716 | 114.9313 | 1.2097e-05 | 203.8776 | 129.5902 | 1.2379e-05 | 353.9013 | 1.4309e-05 | 0 | 0 | 0 | 0 | 0 | 0 | 0 | 0 | 0 | 0
NEM | OCGT / Diesel | 2746.5658 | 573.2655 | 387.0346 | 558.5832 | 916.9072 | 582.8745 | 629.3748 | 108.3582 | 337.6124 | 26.1437 | 1016.8786 | 398.6049 | 37.5184 | 1253.2316 | 26.5894 | 56.4964 | 81.2478 | 62.8133 | 0.00031166 | 120.3054 | 0.00028107 | 0.00024157 | 0.00023261 | 0.00022088 | 0.00022813
NEM | Hydro | 18938.113 | 16023.6269 | 14901.6989 | 16245.0931 | 17979.5427 | 19227.4729 | 11949.8215 | 12969.7365 | 11540.6201 | 14692.0488 | 13910.3777 | 11278.844 | 10283.9247 | 12437.7483 | 14412.0399 | 11144.7312 | 12417.8466 | 10886.0324 | 13102.9975 | 14226.4109 | 10929.0154 | 7675.4046 | 14897.629 | 15845.9772 | 13017.1451
NEM | Hydrogen Turbine | 0 | 0 | 0 | 0 | 0 | 0 | 902.7914 | 1294.28 | 1886.4348 | 2166.2645 | 3832.1742 | 3688.4946 | 5061.3265 | 6421.7412 | 5002.2384 | 9635.9017 | 11515.0822 | 13916.906 | 8322.7283 | 15775.2827 | 11193.8479 | 11894.4555 | 20033.2492 | 15417.3444 | 21242.3988
NEM | Wind | 34502.5727 | 78560.802 | 87042.5658 | 116897.5942 | 135831.2743 | 175035.0616 | 218414.7987 | 247505.5429 | 253521.5298 | 259786.1561 | 272940.0125 | 288087.1663 | 302405.4476 | 326879.7716 | 340684.5074 | 341314.9463 | 356627.232 | 352191.5114 | 365297.0515 | 365782.2846 | 389528.689 | 417839.5638 | 445073.0427 | 471430.7738 | 484832.1345
NEM | Solar PV | 21004.8777 | 34517.953 | 37495.2404 | 41657.6715 | 54028.3376 | 59746.9915 | 69942.1188 | 87551.8956 | 108316.9232 | 119171.0974 | 115609.6992 | 122526.4295 | 129549.6764 | 121758.1334 | 131146.7527 | 149711.6487 | 158356.7577 | 190796.133 | 214713.316 | 237690.7746 | 258605.6926 | 267017.9946 | 265505.2914 | 278782.9691 | 299077.9386
NEM | Grid Battery | 1356.9429 | 10425.4594 | 12069.0728 | 12737.5565 | 13349.9318 | 12953.7648 | 13290.5852 | 18024.9614 | 23903.3806 | 28586.629 | 24874.3468 | 26659.6939 | 29585.0911 | 23130.0289 | 24789.6237 | 24754.9284 | 25278.6726 | 33720.727 | 41146.0149 | 46740.7046 | 53108.3157 | 49304.6354 | 47378.8943 | 43714.4364 | 38321.242
NEM | PHES | 932.8801 | 848.6514 | 917.6704 | 797.0356 | 8868.4548 | 8894.2972 | 11428.7105 | 11302.5369 | 11931.6523 | 13388.5991 | 10603.9009 | 11099.0106 | 11737.2577 | 11719.2157 | 13295.6824 | 10694.0194 | 10160.7556 | 11868.9226 | 12074.1995 | 10107.7711 | 11765.9955 | 11296.5194 | 15706.0305 | 13918.3801 | 11831.5699
NEM | VPP | 282.0737 | 516.5665 | 843.5357 | 1208.4128 | 1821.0734 | 2616.4049 | 3228.1827 | 3912.3382 | 4867.8825 | 6035.4858 | 6342.8826 | 7283.9862 | 8229.8289 | 8151.0329 | 9457.6968 | 9800.0032 | 10455.0318 | 11589.2778 | 12822.0811 | 13620.1454 | 14918.7786 | 15692.7142 | 15939.4428 | 16095.8548 | 17163.0694
Total |  | 184705.7014 | 203670.7419 | 213591.0209 | 229741.8379 | 263311.4415 | 298954.6411 | 339104.0774 | 385043.8185 | 419066.6978 | 444731.3386 | 450910.5514 | 472284.4591 | 497749.7159 | 512972.4729 | 539661.1037 | 557975.9649 | 585702.4001 | 625892.2963 | 668330.4152 | 704922.47 | 750886.3121 | 781552.9052 | 825340.2877 | 856063.8992 | 886347.3071
Region | Technology | 2024-25 | 2025-26 | 2026-27 | 2027-28 | 2028-29 | 2029-30 | 2030-31 | 2031-32 | 2032-33 | 2033-34 | 2034-35 | 2035-36 | 2036-37 | 2037-38 | 2038-39 | 2039-40 | 2040-41 | 2041-42 | 2042-43 | 2043-44 | 2044-45 | 2045-46 | 2046-47 | 2047-48 | 2048-49
NSW1 | Black Coal | 41321.4824 | 16385.1934 | 15501.5621 | 10546.5729 | 10138.3494 | 4091.5384 | 1976.0856 | 0 | 0 | 0 | 0 | 0 | 0 | 0 | 0 | 0 | 0 | 0 | 0 | 0 | 0 | 0 | 0 | 0 | 0
NSW1 | Brown Coal | 0 | 0 | 0 | 0 | 0 | 0 | 0 | 0 | 0 | 0 | 0 | 0 | 0 | 0 | 0 | 0 | 0 | 0 | 0 | 0 | 0 | 0 | 0 | 0 | 0
NSW1 | CCGT | 2738.0361 | 637.9338 | 421.72 | 565.479 | 476.6422 | 342.9247 | 197.8527 | 92.2678 | 207.0594 | 14.2729 | 110.249 | 83.0214 | 6.8652e-05 | 13.6729 | 7.003e-05 | 7.6938e-05 | 7.0119e-05 | 7.0775e-05 | 7.0424e-05 | 5.3501e-05 | 5.3107e-05 | 5.318e-05 | 5.3397e-05 | 5.3745e-05 | 5.4593e-05
NSW1 | Gas - Steam | 0 | 0 | 0 | 0 | 0 | 0 | 0 | 0 | 0 | 0 | 0 | 0 | 0 | 0 | 0 | 0 | 0 | 0 | 0 | 0 | 0 | 0 | 0 | 0 | 0
NSW1 | OCGT / Diesel | 0.84252 | 7.4465e-05 | 7.2508e-05 | 15.6602 | 0.62954 | 28.9475 | 44.6918 | 6.454e-05 | 7.3831e-05 | 11.3642 | 112.2138 | 6.5392e-05 | 6.3171e-05 | 114.5359 | 6.4703e-05 | 6.7048e-05 | 6.5291e-05 | 6.6599e-05 | 6.6088e-05 | 57.1982 | 4.5541e-05 | 4.5639e-05 | 4.6123e-05 | 4.64e-05 | 4.7437e-05
NSW1 | Hydro | 2873.2037 | 3269.6391 | 3283.4034 | 2631.826 | 3699.3941 | 2910.7006 | 2338.2357 | 2192.3926 | 1945.4252 | 2507.0673 | 2756.3112 | 2232.0127 | 1883.1621 | 3089.982 | 2706.0868 | 2256.9615 | 2185.5836 | 2111.5177 | 2660.4141 | 2851.1419 | 2527.0305 | 2050.6711 | 3657.2852 | 3500.0412 | 3231.9646
NSW1 | Hydrogen Turbine | 0 | 0 | 0 | 0 | 0 | 0 | 303.8561 | 586.0172 | 875.2799 | 1200.9792 | 1505.4714 | 1776.0497 | 2131.7168 | 2453.1423 | 2768.2356 | 3776.7605 | 5294.446 | 5740.3906 | 3836.577 | 6951.1523 | 4099.5244 | 5935.7104 | 6541.8184 | 5030.7427 | 7178.7183
NSW1 | Wind | 8109.9579 | 23934.0486 | 26243.7781 | 33812.797 | 38260.0086 | 41581.2376 | 44215.0065 | 44491.0563 | 46088.5264 | 47146.9423 | 48170.9162 | 50250.06 | 52420.5146 | 56579.7238 | 52403.7648 | 52673.97 | 51681.9854 | 52377.6722 | 53067.0258 | 50259.7215 | 53994.8581 | 53816.7501 | 61981.9687 | 55291.4141 | 56116.1746
NSW1 | Solar PV | 8614.2629 | 20244.5252 | 22696.0551 | 21804.3406 | 22069.0441 | 24466.8431 | 26530.0256 | 32837.4607 | 35774.3526 | 37138.4007 | 34974.312 | 37478.2946 | 38475.6563 | 34300.6522 | 36692.1745 | 43199.6669 | 43696.9024 | 47816.5897 | 49173.727 | 51349.1302 | 57036.0391 | 54468.9116 | 51361.3774 | 51962.6876 | 53346.3507
NSW1 | Grid Battery | 364.7927 | 6675.676 | 7735.3903 | 7149.8255 | 6829.0599 | 7133.6889 | 7838.8555 | 10564.239 | 12523.5693 | 13414.6287 | 12306.3357 | 13567.4453 | 13832.1517 | 11424.886 | 12308.2199 | 12812.7646 | 12724.8217 | 13492.0468 | 14416.2986 | 15652.3366 | 18091.8385 | 14362.0295 | 12101.7881 | 11873.0274 | 12402.8248
NSW1 | PHES | 180.1583 | 211.2088 | 261.5406 | 203.0121 | 3263.7726 | 3415.9781 | 3044.8204 | 2685.8687 | 3085.451 | 3110.6196 | 2962.2812 | 2491.187 | 2797.34 | 2744.2797 | 3112.6745 | 2618.3103 | 2312.4778 | 3263.9855 | 2970.2429 | 3081.0643 | 3003.6474 | 3028.5548 | 4267.3818 | 3199.59 | 2566.6626
NSW1 | VPP | 75.3514 | 179.4889 | 312.187 | 462.4715 | 655.8282 | 986.6329 | 1265.1244 | 1575.2231 | 1947.2443 | 2362.5756 | 2474.5696 | 2890.7644 | 3236.1265 | 3258.1906 | 3849.8006 | 4052.0033 | 4291.7264 | 4727.7693 | 5096.0347 | 5219.9702 | 5807.8556 | 6114.1845 | 6058.5069 | 6389.3131 | 6668.3373
Total |  | 64278.0879 | 71537.7139 | 76455.6367 | 77191.9849 | 85392.7285 | 84958.4917 | 87754.5543 | 95024.5255 | 102446.9081 | 106906.8506 | 105372.66 | 110768.8352 | 114776.6681 | 113979.0653 | 113840.9568 | 121390.4373 | 122187.9435 | 129529.972 | 131220.3202 | 135421.7152 | 144560.7938 | 139776.8121 | 145970.1267 | 137246.8162 | 141511.0329
Region | Technology | 2024-25 | 2025-26 | 2026-27 | 2027-28 | 2028-29 | 2029-30 | 2030-31 | 2031-32 | 2032-33 | 2033-34 | 2034-35 | 2035-36 | 2036-37 | 2037-38 | 2038-39 | 2039-40 | 2040-41 | 2041-42 | 2042-43 | 2043-44 | 2044-45 | 2045-46 | 2046-47 | 2047-48 | 2048-49
QLD1 | Black Coal | 33270.7783 | 24326.1209 | 24506.2428 | 16484.7287 | 13427.3339 | 9703.0084 | 1394.309 | 1454.3822 | 1385.7341 | 0 | 0 | 0 | 0 | 0 | 0 | 0 | 0 | 0 | 0 | 0 | 0 | 0 | 0 | 0 | 0
QLD1 | Brown Coal | 0 | 0 | 0 | 0 | 0 | 0 | 0 | 0 | 0 | 0 | 0 | 0 | 0 | 0 | 0 | 0 | 0 | 0 | 0 | 0 | 0 | 0 | 0 | 0 | 0
QLD1 | CCGT | 5570.2605 | 1189.1264 | 1252.0769 | 1564.9319 | 1454.422 | 1172.169 | 1122.6519 | 807.9624 | 847.8283 | 864.6411 | 1194.493 | 856.8756 | 859.6444 | 853.995 | 845.9728 | 863.2894 | 809.7735 | 859.9726 | 852.0258 | 858.7905 | 835.9769 | 831.6173 | 806.7074 | 858.163 | 861.8084
QLD1 | Gas - Steam | 0 | 0 | 0 | 0 | 0 | 0 | 0 | 0 | 0 | 0 | 0 | 0 | 0 | 0 | 0 | 0 | 0 | 0 | 0 | 0 | 0 | 0 | 0 | 0 | 0
QLD1 | OCGT / Diesel | 6.3233e-05 | 5.8264e-05 | 5.8931e-05 | 6.8118e-05 | 2.6601 | 6.3172e-05 | 6.3834e-05 | 5.7305e-05 | 5.949e-05 | 5.4107e-05 | 4.7388e-05 | 4.1962e-05 | 4.2353e-05 | 4.3755e-05 | 4.3041e-05 | 4.4182e-05 | 4.3465e-05 | 4.3755e-05 | 4.4132e-05 | 4.5607e-05 | 4.4178e-05 | 4.4506e-05 | 4.4976e-05 | 4.5074e-05 | 4.6211e-05
QLD1 | Hydro | 709.0367 | 598.8689 | 586.7822 | 574.5668 | 595.4258 | 603.9729 | 568.8149 | 590.8298 | 589.1971 | 642.2174 | 601.8817 | 588.1298 | 567.5689 | 169.9997 | 198.4481 | 118.5753 | 145.6334 | 185.2418 | 0 | 0 | 0 | 0 | 0 | 0 | 0
QLD1 | Hydrogen Turbine | 0 | 0 | 0 | 0 | 0 | 0 | 380.5184 | 395.7919 | 602.8972 | 460.661 | 1721.2433 | 1165.1049 | 1898.5936 | 2570.004 | 1192.2064 | 1326.7633 | 581.1905 | 1621.0758 | 1064.7959 | 1032.2556 | 1980.1128 | 3466.778 | 3516.1006 | 2157.0051 | 2409.2554
QLD1 | Wind | 5201.3031 | 24325.4826 | 24463.3817 | 31859.3837 | 34638.8792 | 45727.9785 | 60469.0969 | 68915.1669 | 71773.7896 | 75699.9653 | 86988.4704 | 91026.1376 | 92294.8802 | 95667.4375 | 102096.1258 | 109872.7171 | 112865.0971 | 110907.7369 | 125815.1517 | 126162.1163 | 135499.897 | 169896.4832 | 185557.9491 | 203467.7044 | 207037.9674
QLD1 | Solar PV | 8009.3155 | 5119.2192 | 4792.5476 | 5763.7303 | 9748.4298 | 13380.4599 | 15395.8871 | 20176.5462 | 26619.5471 | 31695.331 | 37645.2234 | 37861.32 | 38251.2187 | 38122.193 | 42523.5478 | 44011.1864 | 53449.5343 | 59062.4352 | 84577.1228 | 89731.8053 | 97849.134 | 109794.193 | 112956.4556 | 121089.646 | 124185.0023
QLD1 | Grid Battery | 429.3459 | 794.8321 | 925.869 | 901.6531 | 1132.8162 | 1063.1363 | 970.055 | 1015.0447 | 1540.3266 | 3491.8399 | 3632.5349 | 3411.5928 | 3448.3835 | 3457.518 | 3398.7121 | 2849.2659 | 4963.6827 | 6346.919 | 13055.9183 | 13041.2657 | 14700.2836 | 14483.6316 | 14180.2055 | 12874.3696 | 10010.0908
QLD1 | PHES | 752.7218 | 637.4425 | 656.1298 | 594.0235 | 2468.8091 | 2600.2448 | 3376.7383 | 4032.7495 | 3838.7486 | 4744.6634 | 3663.6983 | 3631.677 | 3730.0328 | 4620.7492 | 5105.9739 | 3833.395 | 4339.4534 | 4660.6261 | 4023.7747 | 2905.8267 | 4186.3639 | 3612.7761 | 5490.1687 | 4756.0638 | 3529.2552
QLD1 | VPP | 40.8309 | 108.3822 | 180.0096 | 273.9255 | 448.0983 | 670.8189 | 789.9311 | 1051.8872 | 1227.4723 | 1591.7373 | 1785.3611 | 1912.5005 | 2164.8684 | 2297.8506 | 2420.865 | 2536.8281 | 3155.4204 | 3019.9517 | 3596.0435 | 4121.2236 | 4300.1924 | 4450.385 | 4491.8184 | 4065.4897 | 4547.146
Total |  | 53983.5928 | 57099.4748 | 57363.0397 | 58016.9436 | 63916.8744 | 74921.7886 | 84468.0026 | 98440.3609 | 108425.5408 | 119191.0566 | 137232.9061 | 140453.3383 | 143215.1906 | 147759.7469 | 157781.852 | 165412.0205 | 180309.7854 | 186663.9592 | 232984.8327 | 237853.2837 | 259351.9608 | 306535.8643 | 326999.4053 | 349268.4417 | 352580.5256
Region | Technology | 2024-25 | 2025-26 | 2026-27 | 2027-28 | 2028-29 | 2029-30 | 2030-31 | 2031-32 | 2032-33 | 2033-34 | 2034-35 | 2035-36 | 2036-37 | 2037-38 | 2038-39 | 2039-40 | 2040-41 | 2041-42 | 2042-43 | 2043-44 | 2044-45 | 2045-46 | 2046-47 | 2047-48 | 2048-49
VIC1 | Black Coal | 0 | 0 | 0 | 0 | 0 | 0 | 0 | 0 | 0 | 0 | 0 | 0 | 0 | 0 | 0 | 0 | 0 | 0 | 0 | 0 | 0 | 0 | 0 | 0 | 0
VIC1 | Brown Coal | 18771.222 | 18975.6186 | 17890.1338 | 10082.3397 | 4355.9215 | 4337.9143 | 4109.5689 | 0 | 0 | 0 | 0 | 0 | 0 | 0 | 0 | 0 | 0 | 0 | 0 | 0 | 0 | 0 | 0 | 0 | 0
VIC1 | CCGT | 0 | 5.2876e-05 | 5.2184e-05 | 5.4699e-05 | 5.4714e-05 | 5.4355e-05 | 5.4057e-05 | 5.3732e-05 | 5.457e-05 | 5.3417e-05 | 5.5003e-05 | 5.3768e-05 | 5.3319e-05 | 5.5025e-05 | 5.3602e-05 | 5.4414e-05 | 5.3849e-05 | 5.3978e-05 | 5.3719e-05 | 5.4541e-05 | 5.3841e-05 | 5.3742e-05 | 5.3973e-05 | 5.4244e-05 | 5.5e-05
VIC1 | Gas - Steam | 174.8074 | 45.262 | 67.8653 | 88.4902 | 244.8421 | 152.3462 | 185.7132 | 5.4716 | 114.9313 | 1.2097e-05 | 203.8776 | 129.5902 | 1.2379e-05 | 353.9013 | 1.4309e-05 | 0 | 0 | 0 | 0 | 0 | 0 | 0 | 0 | 0 | 0
VIC1 | OCGT / Diesel | 1084.2811 | 140.0736 | 148.4322 | 239.9276 | 585.2303 | 364.8096 | 353.6281 | 17.6468 | 229.685 | 4.2198 | 490.1506 | 283.3417 | 1.1856 | 633.2892 | 26.5891 | 7.2433e-05 | 55.7629 | 6.8747e-05 | 5.4983e-05 | 6.0034e-05 | 5.5556e-05 | 5.5118e-05 | 5.5958e-05 | 4.3419e-05 | 4.4751e-05
VIC1 | Hydro | 3345.4867 | 3421.6705 | 3246.6776 | 2721.8916 | 4081.2536 | 3405.8578 | 2933.4672 | 2958.7596 | 2685.7371 | 3282.1277 | 3393.8878 | 3208.9204 | 2702.3192 | 4003.8438 | 3417.1263 | 2943.477 | 2948.1828 | 2695.2387 | 3290.3474 | 3403.2129 | 3227.2229 | 2709.9557 | 4094.5199 | 4096.0615 | 4083.2375
VIC1 | Hydrogen Turbine | 0 | 0 | 0 | 0 | 0 | 0 | 0 | 0 | 0 | 0 | 0 | 42.3764 | 252.0988 | 467.2024 | 431.9425 | 2046.8744 | 3203.1506 | 3793.0073 | 1530.9427 | 4742.816 | 2589.1516 | 1288.504 | 6606.099 | 5027.573 | 8110.6475
VIC1 | Wind | 11830.0173 | 19330.4392 | 21243.395 | 30017.3309 | 30464.0274 | 37474.3279 | 42561.5307 | 51663.0621 | 51785.9248 | 54319.2414 | 57498.0178 | 60949.516 | 66197.4091 | 65231.0527 | 69771.2644 | 68464.7473 | 73614.9839 | 68132.8419 | 70207.0317 | 70809.3893 | 74630.1599 | 73219.8627 | 69896.8671 | 73895.7764 | 69999.6866
VIC1 | Solar PV | 3033.2838 | 4332.885 | 4860.3898 | 8643.4139 | 13925.1455 | 13565.987 | 13450.8891 | 14428.3781 | 19916.5098 | 20634.9753 | 18616.055 | 20011.5156 | 20458.4449 | 18168.8208 | 19479.118 | 18977.1927 | 18360.8971 | 20131.7709 | 20341.8088 | 20427.0981 | 21924.6346 | 21760.9905 | 20565.9019 | 22094.0816 | 22197.8228
VIC1 | Grid Battery | 264.6019 | 1749.9942 | 2047.4278 | 3184.5536 | 3715.3823 | 3468.5093 | 3122.2641 | 3095.4876 | 4605.2746 | 4861.9925 | 3978.9252 | 4312.6502 | 4470.7579 | 3432.6172 | 4033.4212 | 3577.7244 | 3012.3613 | 3479.0241 | 3786.0586 | 3527.2125 | 3782.6395 | 3202.2387 | 3120.1286 | 2042.3107 | 2040.1283
VIC1 | PHES | 0 | 0 | 0 | 0 | 2554.931 | 2316.1655 | 2129.7084 | 1723.225 | 1872.4405 | 2128.9282 | 1655.827 | 1789.8979 | 2113.0795 | 1720.1521 | 1724.8822 | 1573.14 | 1316.6717 | 1564.9678 | 1907.7418 | 1652.3682 | 1744.8494 | 2135.3342 | 2328.1051 | 2178.1447 | 2101.2289
VIC1 | VPP | 84.4272 | 143.9047 | 229.5839 | 321.6277 | 482.6518 | 694.6291 | 810.7205 | 873.1167 | 1128.0496 | 1351.4287 | 1388.3325 | 1621.7848 | 1814.2374 | 1685.6693 | 2157.7573 | 2156.2952 | 1934.5276 | 2343.4578 | 2560.4878 | 2741.2542 | 3031.9272 | 3264.106 | 3441.0305 | 3573.913 | 3947.7441
Total |  | 38588.1274 | 48139.8478 | 49733.9055 | 55299.5752 | 60409.3856 | 65780.5466 | 69657.4902 | 74765.1475 | 82338.5528 | 86582.9136 | 87225.0735 | 92349.5933 | 98009.5325 | 95696.5489 | 101042.1011 | 99739.4512 | 104446.538 | 102140.3086 | 103624.4189 | 107303.3514 | 110930.5852 | 107580.9918 | 110052.6522 | 112907.861 | 112480.4957
Region | Technology | 2024-25 | 2025-26 | 2026-27 | 2027-28 | 2028-29 | 2029-30 | 2030-31 | 2031-32 | 2032-33 | 2033-34 | 2034-35 | 2035-36 | 2036-37 | 2037-38 | 2038-39 | 2039-40 | 2040-41 | 2041-42 | 2042-43 | 2043-44 | 2044-45 | 2045-46 | 2046-47 | 2047-48 | 2048-49
SA1 | Black Coal | 0 | 0 | 0 | 0 | 0 | 0 | 0 | 0 | 0 | 0 | 0 | 0 | 0 | 0 | 0 | 0 | 0 | 0 | 0 | 0 | 0 | 0 | 0 | 0 | 0
SA1 | Brown Coal | 0 | 0 | 0 | 0 | 0 | 0 | 0 | 0 | 0 | 0 | 0 | 0 | 0 | 0 | 0 | 0 | 0 | 0 | 0 | 0 | 0 | 0 | 0 | 0 | 0
SA1 | CCGT | 2962.489 | 636.2034 | 294.6014 | 307.3485 | 418.4086 | 97.8727 | 331.5125 | 14.0848 | 205.1089 | 6.8974e-05 | 271.6593 | 192.7418 | 6.851e-05 | 5.3741e-05 | 5.24e-05 | 5.2992e-05 | 5.2623e-05 | 5.3193e-05 | 5.2858e-05 | 5.4007e-05 | 5.3159e-05 | 5.306e-05 | 5.3376e-05 | 5.372e-05 | 5.4864e-05
SA1 | Gas - Steam | 132.5997 | 8.9588 | 0 | 0 | 0 | 0 | 0 | 0 | 0 | 0 | 0 | 0 | 0 | 0 | 0 | 0 | 0 | 0 | 0 | 0 | 0 | 0 | 0 | 0 | 0
SA1 | OCGT / Diesel | 1661.2491 | 433.1917 | 238.6022 | 301.2399 | 328.3784 | 189.1174 | 220.7317 | 90.7112 | 107.9272 | 10.5595 | 344.1201 | 59.1269 | 36.3327 | 374.5596 | 0.00010874 | 56.4961 | 0.00011115 | 62.8131 | 0.00011204 | 63.1071 | 0.00010078 | 6.1734e-05 | 5.0345e-05 | 5.0789e-05 | 5.2185e-05
SA1 | Hydro | 0 | 0 | 0 | 0 | 0 | 0 | 0 | 0 | 0 | 0 | 0 | 0 | 0 | 0 | 0 | 0 | 0 | 0 | 0 | 0 | 0 | 0 | 0 | 0 | 0
SA1 | Hydrogen Turbine | 0 | 0 | 0 | 0 | 0 | 0 | 207.7692 | 291.8731 | 377.2987 | 462.8783 | 552.4317 | 640.5256 | 719.8944 | 798.7211 | 559.7101 | 2207.2173 | 2137.4966 | 2443.2607 | 1821.3544 | 2687.1648 | 2180.4543 | 1203.4626 | 2961.994 | 3039.5906 | 3113.5405
SA1 | Wind | 7548.0078 | 8979.9304 | 11762.1802 | 14052.9356 | 18115.7649 | 25789.6236 | 30273.3664 | 32311.3009 | 30034.7661 | 31575.7948 | 27495.8401 | 31134.6802 | 31763.6356 | 42176.6621 | 42658.0705 | 43298.7463 | 45336.6153 | 52983.6044 | 51925.4811 | 49563.6847 | 55541.4921 | 52359.5819 | 55284.1439 | 62364.465 | 74530.2553
SA1 | Solar PV | 1348.0155 | 4821.3232 | 5146.2474 | 5446.186 | 8285.7173 | 8333.7002 | 14056.9359 | 19422.2143 | 23082.7405 | 26579.5836 | 21494.6899 | 24105.5033 | 29252.4659 | 28736.0002 | 29758.1867 | 32120.0614 | 31833.0011 | 52380.2555 | 48415.7436 | 64217.5727 | 69441.767 | 69410.7723 | 69674.3029 | 72110.4485 | 74328.2152
SA1 | Grid Battery | 298.2023 | 1204.9559 | 1360.3841 | 1501.5225 | 1672.6713 | 1288.4281 | 1359.408 | 3350.1708 | 5234.1904 | 6818.149 | 4956.5301 | 5367.9824 | 7833.7756 | 4814.9424 | 5049.2095 | 5515.1047 | 4577.74 | 10402.6681 | 9887.6708 | 14519.8161 | 16533.4726 | 17256.6459 | 17976.6985 | 16924.6558 | 13868.1086
SA1 | PHES | 0 | 0 | 0 | 0 | 0 | 0 | 0 | 0 | 0 | 0 | 0 | 0 | 0 | 0 | 0 | 0 | 0 | 0 | 0 | 0 | 0 | 0 | 0 | 0 | 0
SA1 | VPP | 80.3401 | 84.3445 | 120.0477 | 149.2365 | 217.1145 | 241.0021 | 334.0941 | 377.5159 | 517.0494 | 671.5074 | 641.7172 | 790.8079 | 928.5688 | 830.0179 | 914.8016 | 937.2203 | 948.5414 | 1355.305 | 1397.903 | 1393.2615 | 1608.4205 | 1695.8755 | 1749.537 | 1815.511 | 1735.3394
Total |  | 14030.9034 | 16168.9079 | 18922.0631 | 21758.469 | 29038.0549 | 35939.7441 | 46783.8179 | 55857.8709 | 59559.0811 | 66118.4727 | 55756.9883 | 62291.3681 | 70534.673 | 77730.9034 | 78939.9787 | 84134.8462 | 84833.3946 | 119627.9068 | 113448.153 | 132444.6069 | 145305.6067 | 141926.3383 | 147646.6764 | 156254.6711 | 167575.459
Region | Technology | 2024-25 | 2025-26 | 2026-27 | 2027-28 | 2028-29 | 2029-30 | 2030-31 | 2031-32 | 2032-33 | 2033-34 | 2034-35 | 2035-36 | 2036-37 | 2037-38 | 2038-39 | 2039-40 | 2040-41 | 2041-42 | 2042-43 | 2043-44 | 2044-45 | 2045-46 | 2046-47 | 2047-48 | 2048-49
TAS1 | Black Coal | 0 | 0 | 0 | 0 | 0 | 0 | 0 | 0 | 0 | 0 | 0 | 0 | 0 | 0 | 0 | 0 | 0 | 0 | 0 | 0 | 0 | 0 | 0 | 0 | 0
TAS1 | Brown Coal | 0 | 0 | 0 | 0 | 0 | 0 | 0 | 0 | 0 | 0 | 0 | 0 | 0 | 0 | 0 | 0 | 0 | 0 | 0 | 0 | 0 | 0 | 0 | 0 | 0
TAS1 | CCGT | 0 | 3.8677e-05 | 4.1017e-05 | 4.4583e-05 | 4.6872e-05 | 4.6993e-05 | 5.2055e-05 | 5.1971e-05 | 5.3882e-05 | 5.2481e-05 | 5.4349e-05 | 5.3025e-05 | 5.259e-05 | 5.5138e-05 | 5.346e-05 | 5.493e-05 | 5.4658e-05 | 5.4033e-05 | 5.3758e-05 | 5.5368e-05 | 5.3929e-05 | 5.3754e-05 | 5.4037e-05 | 5.4257e-05 | 5.5883e-05
TAS1 | Gas - Steam | 0 | 0 | 0 | 0 | 0 | 0 | 0 | 0 | 0 | 0 | 0 | 0 | 0 | 0 | 0 | 0 | 0 | 0 | 0 | 0 | 0 | 0 | 0 | 0 | 0
TAS1 | OCGT / Diesel | 0.19309 | 3.5161e-05 | 3.8303e-05 | 1.7554 | 0.0088562 | 4.1575e-05 | 10.3231 | 4.8209e-05 | 9.475e-05 | 4.3393e-05 | 70.3941 | 56.1361 | 4.4278e-05 | 130.8469 | 4.4689e-05 | 5.4557e-05 | 25.4847 | 3.5375e-05 | 3.4422e-05 | 4.1798e-05 | 3.5018e-05 | 3.4576e-05 | 3.5211e-05 | 3.5198e-05 | 3.7546e-05
TAS1 | Hydro | 12010.386 | 8733.4484 | 7784.8357 | 10316.8087 | 9603.4691 | 12306.9417 | 6109.3037 | 7227.7545 | 6320.2607 | 8260.6363 | 7158.2969 | 5249.7811 | 5130.8745 | 5173.9228 | 8090.3787 | 5825.7174 | 7138.4468 | 5894.0341 | 7152.236 | 7972.056 | 5174.7619 | 2914.7778 | 7145.8239 | 8249.8745 | 5701.9429
TAS1 | Hydrogen Turbine | 0 | 0 | 0 | 0 | 0 | 0 | 10.6476 | 20.5978 | 30.959 | 41.746 | 53.0277 | 64.438 | 59.0229 | 132.6714 | 50.1438 | 278.2862 | 298.7985 | 319.1716 | 69.0583 | 361.894 | 344.6048 | 0.00047666 | 407.2372 | 162.433 | 430.2371
TAS1 | Wind | 1813.2867 | 1990.9013 | 3329.8307 | 7155.1469 | 14352.5942 | 24461.894 | 40895.7982 | 50124.9567 | 53838.5229 | 51044.2123 | 52786.7681 | 54726.7726 | 59729.0081 | 67224.8955 | 73755.2819 | 67004.7655 | 73128.5503 | 67789.6559 | 64282.3612 | 68987.3729 | 69862.2819 | 68546.886 | 72352.1138 | 76411.4139 | 77148.0506
TAS1 | Solar PV | 0 | 0.00037265 | 0.00052548 | 0.00076984 | 0.00089994 | 0.001294 | 508.3811 | 687.2963 | 2923.7733 | 3122.8068 | 2879.4189 | 3069.7959 | 3111.8907 | 2430.4672 | 2693.7257 | 11403.5413 | 11016.4228 | 11405.0818 | 12204.9138 | 11965.1683 | 12354.1179 | 11583.1272 | 10947.2536 | 11526.1054 | 25020.5476
TAS1 | Grid Battery | 0 | 0.0012397 | 0.0014733 | 0.0017776 | 0.0021419 | 0.0022466 | 0.0026987 | 0.01925 | 0.019786 | 0.01888 | 0.020919 | 0.023112 | 0.022404 | 0.065377 | 0.060917 | 0.068926 | 0.066828 | 0.068985 | 0.068733 | 0.073696 | 0.081459 | 0.089706 | 0.073623 | 0.072855 | 0.089631
TAS1 | PHES | 0 | 0 | 0 | 0 | 580.9421 | 561.9088 | 2877.4434 | 2860.6937 | 3135.0122 | 3404.3879 | 2322.0945 | 3186.2487 | 3096.8053 | 2634.0346 | 3352.1518 | 2669.174 | 2192.1527 | 2379.3431 | 3172.4402 | 2468.5119 | 2831.1347 | 2519.8543 | 3620.3749 | 3784.5816 | 3634.4233
TAS1 | VPP | 1.1242 | 0.44619 | 1.7075 | 1.1515 | 17.3807 | 23.3219 | 28.3126 | 34.5952 | 48.067 | 58.2369 | 52.9022 | 68.1287 | 86.0277 | 79.3045 | 114.4723 | 117.6562 | 124.8159 | 142.794 | 171.6121 | 144.4359 | 170.3829 | 168.1632 | 198.55 | 251.628 | 264.5027
Total |  | 13824.9899 | 10724.7975 | 11116.3759 | 17474.8651 | 24554.398 | 37354.07 | 50440.2124 | 60955.9136 | 66296.6149 | 65932.0451 | 65322.9234 | 66421.3242 | 71213.6516 | 77806.2083 | 88056.2152 | 87299.2096 | 93924.7386 | 87930.1496 | 87052.6904 | 91899.5128 | 90737.3656 | 85732.8988 | 94671.4271 | 100386.1093 | 112199.7938
Explicitly modelled pumping
Region | Technology | 2024-25 | 2025-26 | 2026-27 | 2027-28 | 2028-29 | 2029-30 | 2030-31 | 2031-32 | 2032-33 | 2033-34 | 2034-35 | 2035-36 | 2036-37 | 2037-38 | 2038-39 | 2039-40 | 2040-41 | 2041-42 | 2042-43 | 2043-44 | 2044-45 | 2045-46 | 2046-47 | 2047-48 | 2048-49
NEM | Grid Battery Pump | 1599.1692 | 12531.5309 | 14468.0362 | 15332.5474 | 15995.2419 | 15571.2628 | 15956.0063 | 21668.6309 | 28725.3896 | 34380.5607 | 29956.503 | 31988.9643 | 35599.5173 | 27864.9794 | 29800.8097 | 29702.5477 | 30526.371 | 40448.3156 | 49651.448 | 56194.1858 | 63938.4234 | 59417.6273 | 56953.797 | 52683.9997 | 46028.4389
NEM | PHES Pump | 2160.8846 | 2526.7897 | 2786.6121 | 2496.9262 | 12946.1667 | 12685.9202 | 15455.1082 | 15238.2199 | 15788.0677 | 18097.2694 | 14127.9777 | 14605.3454 | 16157.2128 | 15534.7806 | 17563.8953 | 13953.698 | 13971.1025 | 15722.2415 | 16768.3325 | 13558.8902 | 15840.9561 | 15552.7582 | 20995.239 | 18968.3038 | 15615.5781
NEM | VPP Pump | 331.3527 | 608.9249 | 991.1962 | 1425.4911 | 2138.6775 | 3080.7241 | 3797.9657 | 4608.113 | 5723.3778 | 7100.9956 | 7470.5679 | 8556.1215 | 9687.2951 | 9605.5283 | 11120.8224 | 11514.3119 | 12330.7609 | 13603.719 | 15111.9559 | 16010.5689 | 17554.5693 | 18469.471 | 18736.1107 | 18952.8023 | 20166.6369
Region | Technology | 2024-25 | 2025-26 | 2026-27 | 2027-28 | 2028-29 | 2029-30 | 2030-31 | 2031-32 | 2032-33 | 2033-34 | 2034-35 | 2035-36 | 2036-37 | 2037-38 | 2038-39 | 2039-40 | 2040-41 | 2041-42 | 2042-43 | 2043-44 | 2044-45 | 2045-46 | 2046-47 | 2047-48 | 2048-49
NSW1 | Grid Battery Pump | 428.592 | 8037.9794 | 9296.1203 | 8608.1498 | 8206.2331 | 8577.6466 | 9440.2494 | 12701.4999 | 15042.3035 | 16131.5731 | 14850.3395 | 16268.8118 | 16658.6518 | 13777.3699 | 14749.0937 | 15406.8164 | 15364.8057 | 16169.2068 | 17359.3835 | 18814.5035 | 21775.0833 | 17291.524 | 14536.6846 | 14279.5989 | 14914.3916
NSW1 | PHES Pump | 1097.1845 | 1638.5397 | 1883.9382 | 1674.3002 | 5525.9557 | 5412.0588 | 4636.4791 | 4096.6453 | 4327.5056 | 4908.8817 | 4274.1868 | 3492.1981 | 4521.4393 | 3954.1713 | 4546.2577 | 3637.1758 | 3790.1895 | 4750.149 | 4977.5225 | 4477.612 | 4591.7518 | 4831.7103 | 6386.2916 | 5053.6792 | 3772.9541
NSW1 | VPP Pump | 88.501 | 211.4683 | 366.974 | 544.8744 | 770.7722 | 1160.7446 | 1491.154 | 1853.5874 | 2288.8049 | 2779.2782 | 2917.3876 | 3393.9063 | 3811.7764 | 3840.724 | 4518.9579 | 4765.1541 | 5065.1946 | 5546.1797 | 5998.918 | 6137.3547 | 6834.7164 | 7195.0434 | 7124.0907 | 7518.5374 | 7843.1377
Region | Technology | 2024-25 | 2025-26 | 2026-27 | 2027-28 | 2028-29 | 2029-30 | 2030-31 | 2031-32 | 2032-33 | 2033-34 | 2034-35 | 2035-36 | 2036-37 | 2037-38 | 2038-39 | 2039-40 | 2040-41 | 2041-42 | 2042-43 | 2043-44 | 2044-45 | 2045-46 | 2046-47 | 2047-48 | 2048-49
QLD1 | Grid Battery Pump | 505.2253 | 950.8267 | 1102.255 | 1080.8998 | 1350.8702 | 1270.8063 | 1160.1578 | 1217.6737 | 1841.5904 | 4196.9207 | 4366.493 | 4105.4729 | 4140.1845 | 4172.6773 | 4070.9273 | 3425.617 | 5973.9613 | 7637.8154 | 15752.3533 | 15742.1615 | 17696.8318 | 17392.7891 | 17118.7089 | 15473.4005 | 12058.0522
QLD1 | PHES Pump | 1063.7 | 888.25 | 902.674 | 822.626 | 3280.7421 | 3431.6472 | 4297.5973 | 5060.1699 | 4848.1055 | 5952.7894 | 4618.1134 | 4596.9796 | 4669.0207 | 5923.1274 | 6312.718 | 4798.554 | 5465.4876 | 5819.6724 | 5072.7519 | 3719.2378 | 5263.2158 | 4467.3683 | 6910.4314 | 5940.5004 | 4424.1453
QLD1 | VPP Pump | 47.9517 | 127.894 | 211.3905 | 323.4059 | 526.0338 | 789.1987 | 929.3307 | 1241.6499 | 1439.9495 | 1872.6322 | 2100.431 | 2250.0906 | 2546.8074 | 2712.417 | 2839.0132 | 2984.5037 | 3712.2764 | 3552.867 | 4236.6167 | 4856 | 5059.8086 | 5221.5083 | 5292.9316 | 4774.4897 | 5349.5835
Region | Technology | 2024-25 | 2025-26 | 2026-27 | 2027-28 | 2028-29 | 2029-30 | 2030-31 | 2031-32 | 2032-33 | 2033-34 | 2034-35 | 2035-36 | 2036-37 | 2037-38 | 2038-39 | 2039-40 | 2040-41 | 2041-42 | 2042-43 | 2043-44 | 2044-45 | 2045-46 | 2046-47 | 2047-48 | 2048-49
VIC1 | Grid Battery Pump | 313.2548 | 2096.6413 | 2436.684 | 3831.7759 | 4437.0991 | 4167.284 | 3730.4027 | 3718.3715 | 5534.1798 | 5829.4692 | 4794.082 | 5152.9152 | 5368.3475 | 4118.0213 | 4864.5914 | 4268.7381 | 3638.1868 | 4152.149 | 4568.7434 | 4210.8009 | 4541.7895 | 3860.2001 | 3724.85 | 2455.2973 | 2430.2619
VIC1 | PHES Pump | 0 | 0 | 0 | 0 | 3361.7514 | 3094.1855 | 2756.9172 | 2267.7529 | 2468.1511 | 2814.0205 | 2169.6277 | 2345.3883 | 2813.1371 | 2236.329 | 2290.557 | 2043.2058 | 1779.8311 | 2011.7998 | 2548.92 | 2135.4351 | 2295.8547 | 2857.0186 | 3015.9279 | 2913.3484 | 2717.4064
VIC1 | VPP Pump | 99.2144 | 169.7987 | 269.5996 | 379.6063 | 566.605 | 818.6092 | 952.3904 | 1027.9595 | 1329.1156 | 1589.945 | 1636.5745 | 1901.9487 | 2134.621 | 1982.9161 | 2547.7236 | 2527.632 | 2286.555 | 2746.369 | 3024.4495 | 3212.8938 | 3566.9731 | 3854.617 | 4033.7783 | 4220.678 | 4628.3296
Region | Technology | 2024-25 | 2025-26 | 2026-27 | 2027-28 | 2028-29 | 2029-30 | 2030-31 | 2031-32 | 2032-33 | 2033-34 | 2034-35 | 2035-36 | 2036-37 | 2037-38 | 2038-39 | 2039-40 | 2040-41 | 2041-42 | 2042-43 | 2043-44 | 2044-45 | 2045-46 | 2046-47 | 2047-48 | 2048-49
SA1 | Grid Battery Pump | 352.0972 | 1446.082 | 1632.9753 | 1811.7197 | 2001.037 | 1555.5233 | 1625.1932 | 4031.0628 | 6307.2924 | 8222.5752 | 5945.5636 | 6461.7369 | 9432.3068 | 5796.8329 | 6116.1244 | 6601.2939 | 5549.3374 | 12489.062 | 11970.8857 | 17426.632 | 19924.6218 | 20873.0069 | 21573.4658 | 20475.6158 | 16625.6266
SA1 | PHES Pump | 0 | 0 | 0 | 0 | 0 | 0 | 0 | 0 | 0 | 0 | 0 | 0 | 0 | 0 | 0 | 0 | 0 | 0 | 0 | 0 | 0 | 0 | 0 | 0 | 0
SA1 | VPP Pump | 94.3667 | 99.2332 | 141.2282 | 176.2072 | 254.794 | 284.6924 | 391.8913 | 444.1366 | 608.8008 | 790.7598 | 753.7024 | 930.3622 | 1092.4338 | 976.6192 | 1079.8773 | 1098.8442 | 1120.2286 | 1590.1788 | 1649.3895 | 1634.3333 | 1893.5005 | 1999.4539 | 2052.7312 | 2141.9268 | 2035.5441
Region | Technology | 2024-25 | 2025-26 | 2026-27 | 2027-28 | 2028-29 | 2029-30 | 2030-31 | 2031-32 | 2032-33 | 2033-34 | 2034-35 | 2035-36 | 2036-37 | 2037-38 | 2038-39 | 2039-40 | 2040-41 | 2041-42 | 2042-43 | 2043-44 | 2044-45 | 2045-46 | 2046-47 | 2047-48 | 2048-49
TAS1 | Grid Battery Pump | 0 | 0.0014716 | 0.0017484 | 0.0021135 | 0.0025426 | 0.0026677 | 0.0031999 | 0.022949 | 0.023583 | 0.022473 | 0.024934 | 0.027486 | 0.026726 | 0.078047 | 0.072856 | 0.082271 | 0.079875 | 0.082415 | 0.082159 | 0.087927 | 0.09699 | 0.10717 | 0.087657 | 0.087092 | 0.10661
TAS1 | PHES Pump | 0 | 0 | 0 | 0 | 777.7175 | 748.0287 | 3764.1146 | 3813.6518 | 4144.3055 | 4421.5777 | 3066.0498 | 4170.7794 | 4153.6156 | 3421.153 | 4414.3627 | 3474.7624 | 2935.5942 | 3140.6203 | 4169.1382 | 3226.6053 | 3690.1339 | 3396.661 | 4682.5882 | 5060.7758 | 4701.0723
TAS1 | VPP Pump | 1.319 | 0.53067 | 2.0039 | 1.3973 | 20.4726 | 27.4792 | 33.1993 | 40.7796 | 56.7069 | 68.3804 | 62.4724 | 79.8136 | 101.6565 | 92.8519 | 135.2504 | 138.1779 | 146.5064 | 168.1246 | 202.5822 | 169.9871 | 199.5707 | 198.8484 | 232.5789 | 297.1705 | 310.042

## BaseCase_Capacity
Installed capacity by technology (MW) - BaseCase, Green Energy Exports Scenario
Capacity calculated on 1 July. In early study years some wind and solar projects enter later in the financial year and are therefore reflected in the following financial year's capacity. Non-scheduled generation including Distributed PV is not shown.
Explicitly modelled generation
Region | Technology | 2024-25 | 2025-26 | 2026-27 | 2027-28 | 2028-29 | 2029-30 | 2030-31 | 2031-32 | 2032-33 | 2033-34 | 2034-35 | 2035-36 | 2036-37 | 2037-38 | 2038-39 | 2039-40 | 2040-41 | 2041-42 | 2042-43 | 2043-44 | 2044-45 | 2045-46 | 2046-47 | 2047-48 | 2048-49
NEM | Black Coal | 16456 | 16456 | 13576 | 9706 | 7912 | 4567 | 1086 | 426 | 426 | 0 | 0 | 0 | 0 | 0 | 0 | 0 | 0 | 0 | 0 | 0 | 0 | 0 | 0 | 0 | 0
NEM | Brown Coal | 4835 | 4835 | 4835 | 2570 | 1120 | 1120 | 1120 | 0 | 0 | 0 | 0 | 0 | 0 | 0 | 0 | 0 | 0 | 0 | 0 | 0 | 0 | 0 | 0 | 0 | 0
NEM | CCGT | 2954.9 | 2954.9 | 2954.9 | 2774.9 | 2774.9 | 2774.9 | 2774.9 | 2774.9 | 2774.9 | 2774.9 | 2774.9 | 2774.9 | 2389.9 | 1860.9 | 1860.9 | 1716.5 | 1716.5 | 1716.5 | 1716.5 | 1276.5 | 1276.5 | 632 | 388 | 388 | 388
NEM | Gas - Steam | 1300 | 1300 | 500 | 500 | 500 | 500 | 500 | 500 | 500 | 500 | 500 | 500 | 500 | 500 | 500 | 0 | 0 | 0 | 0 | 0 | 0 | 0 | 0 | 0 | 0
NEM | OCGT / Diesel | 8305.359 | 8305.3595 | 8305.3595 | 8305.3597 | 8305.3598 | 8305.36 | 7922.8604 | 7922.8607 | 7646.0009 | 7052.5011 | 6935.502 | 6805.5021 | 6805.5022 | 6805.5046 | 6805.5047 | 6365.5047 | 6245.5048 | 6245.5049 | 6151.505 | 6151.5052 | 5092.5063 | 4969.3065 | 4266.3067 | 3682.3069 | 3682.3072
NEM | Hydro | 7507.42 | 7507.42 | 7507.42 | 7507.42 | 7507.42 | 7507.42 | 7507.42 | 7507.42 | 7507.42 | 7507.42 | 7507.42 | 7507.42 | 7507.42 | 7421.02 | 7421.02 | 7421.02 | 7421.02 | 7421.02 | 7355.02 | 7355.02 | 7355.02 | 7355.02 | 7355.02 | 7355.02 | 7355.02
NEM | Hydrogen Turbine | 0 | 0 | 0 | 0 | 0 | 0 | 1232.4887 | 1407.0898 | 2328.1712 | 2328.1712 | 4654.545 | 5799.072 | 6236.8848 | 6419.9192 | 6419.919 | 10125.2005 | 10366.175 | 10651.6747 | 10651.6747 | 14977.7796 | 14977.7796 | 14977.7796 | 14977.7796 | 14977.7796 | 18419.7804
NEM | Wind | 12114.048 | 32528.6267 | 34416.564 | 47224.5781 | 50960.7282 | 66630.5473 | 80660.5717 | 84688.7429 | 89816.0538 | 92432.3028 | 98180.542 | 97912.642 | 100521.8141 | 116201.7405 | 115620.3619 | 119426.7754 | 118738.9755 | 122469.7764 | 131846.0205 | 130562.8634 | 129653.9734 | 140864.8955 | 151331.0834 | 156743.2847 | 166984.1815
NEM | Solar PV | 10576.491 | 22237.0782 | 22460.1326 | 25583.7024 | 34020.4458 | 37124.0691 | 41154.7544 | 51491.2791 | 63013.2822 | 64141.0043 | 67638.5399 | 67638.5399 | 67517.54 | 76566.6064 | 76416.3067 | 88272.9576 | 91730.0954 | 107372.8207 | 118665.3682 | 137766.7641 | 137185.1841 | 142128.6061 | 155299.0672 | 154453.5769 | 171814.7919
NEM | Grid Battery | 2317.4 | 9376.1474 | 10253.8908 | 11359.5442 | 11359.5444 | 11359.5445 | 11329.5446 | 16229.7267 | 19200.2615 | 20284.576 | 20486.5139 | 20486.5141 | 20436.5145 | 20436.5336 | 20331.5339 | 20331.5387 | 21459.6227 | 24871.8932 | 29239.6652 | 33958.6898 | 33263.6904 | 29807.0348 | 29277.2955 | 28171.6478 | 28120.853
NEM | PHES | 810 | 1060 | 1060 | 1060 | 4634.4521 | 6734.8775 | 10682.8081 | 10682.8094 | 10682.8094 | 10682.8095 | 10682.8096 | 10682.8097 | 10682.8097 | 10682.8116 | 10682.8116 | 10682.8118 | 10682.8119 | 10682.8121 | 10682.8124 | 10682.8134 | 10682.8134 | 10682.8139 | 10682.8143 | 10682.8144 | 10682.8145
NEM | VPP | 374.69 | 774.2 | 1274.69 | 1946 | 2757.41 | 4110.1 | 5256.7 | 6444.6999 | 7684.6002 | 8964.79 | 10165.89 | 11492.59 | 12643.9099 | 13912.1901 | 15295.2999 | 16457.7101 | 17584.7901 | 18705.6902 | 19838.2001 | 20968.1002 | 22105.5002 | 23305.7102 | 24414.2902 | 25561.0898 | 26671.7899
Total |  | 67551.308 | 107334.7317 | 107143.9569 | 118537.5044 | 131852.2603 | 150733.8185 | 171228.048 | 190075.5285 | 211579.4992 | 216668.4748 | 229526.6624 | 231599.9898 | 235242.2951 | 260807.2259 | 261353.6578 | 280800.0189 | 285945.4953 | 310137.6922 | 336146.7661 | 363700.0356 | 361592.9675 | 374723.1666 | 397991.6569 | 402015.5201 | 434119.5384
Region | Technology | 2024-25 | 2025-26 | 2026-27 | 2027-28 | 2028-29 | 2029-30 | 2030-31 | 2031-32 | 2032-33 | 2033-34 | 2034-35 | 2035-36 | 2036-37 | 2037-38 | 2038-39 | 2039-40 | 2040-41 | 2041-42 | 2042-43 | 2043-44 | 2044-45 | 2045-46 | 2046-47 | 2047-48 | 2048-49
NSW1 | Black Coal | 8330 | 8330 | 5450 | 4130 | 3445 | 1390 | 660 | 0 | 0 | 0 | 0 | 0 | 0 | 0 | 0 | 0 | 0 | 0 | 0 | 0 | 0 | 0 | 0 | 0 | 0
NSW1 | Brown Coal | 0 | 0 | 0 | 0 | 0 | 0 | 0 | 0 | 0 | 0 | 0 | 0 | 0 | 0 | 0 | 0 | 0 | 0 | 0 | 0 | 0 | 0 | 0 | 0 | 0
NSW1 | CCGT | 440 | 440 | 440 | 440 | 440 | 440 | 440 | 440 | 440 | 440 | 440 | 440 | 440 | 440 | 440 | 440 | 440 | 440 | 440 | 0 | 0 | 0 | 0 | 0 | 0
NSW1 | Gas - Steam | 0 | 0 | 0 | 0 | 0 | 0 | 0 | 0 | 0 | 0 | 0 | 0 | 0 | 0 | 0 | 0 | 0 | 0 | 0 | 0 | 0 | 0 | 0 | 0 | 0
NSW1 | OCGT / Diesel | 2688.999 | 2688.9991 | 2688.9991 | 2688.9991 | 2688.9991 | 2688.9993 | 2688.9993 | 2688.9993 | 2688.9994 | 2688.9994 | 2688.9995 | 2638.9995 | 2638.9995 | 2639 | 2639 | 2639 | 2639 | 2639 | 2639 | 2639 | 1790.0011 | 1790.0011 | 1790.0011 | 1790.0011 | 1790.0012
NSW1 | Hydro | 2525 | 2525 | 2525 | 2525 | 2525 | 2525 | 2525 | 2525 | 2525 | 2525 | 2525 | 2525 | 2525 | 2525 | 2525 | 2525 | 2525 | 2525 | 2525 | 2525 | 2525 | 2525 | 2525 | 2525 | 2525
NSW1 | Hydrogen Turbine | 0 | 0 | 0 | 0 | 0 | 0 | 567.8037 | 693.5116 | 1269.7611 | 1269.7611 | 2098.8477 | 2685.1802 | 2685.1802 | 2685.1804 | 2685.1802 | 3295.3533 | 3295.3533 | 3295.3533 | 3295.3533 | 3716.1294 | 3716.1294 | 3716.1294 | 3716.1294 | 3716.1294 | 4946.045
NSW1 | Wind | 2820.72 | 10014.0565 | 10554.7434 | 14422.4162 | 15117.1486 | 18526.0712 | 18526.0734 | 18526.0735 | 18526.0742 | 18526.0735 | 19806.9526 | 19806.9526 | 19760.4533 | 21218.0863 | 21015.6063 | 21071.8391 | 20711.3391 | 20663.0397 | 20663.0397 | 20098.0598 | 20098.0598 | 19854.2598 | 21799.0358 | 21803.8581 | 21803.8587
NSW1 | Solar PV | 4655.013 | 12224.3243 | 12447.3783 | 13047.2037 | 13616.9252 | 14778.4591 | 14778.4591 | 18658.1829 | 19574.3482 | 19574.3482 | 19574.3482 | 19574.3482 | 19574.3482 | 19674.4882 | 19524.1885 | 24017.2392 | 24017.2396 | 26738.0972 | 26636.0727 | 29084.0063 | 29084.0063 | 29084.0063 | 29220.4799 | 29187.0896 | 29314.8823
NSW1 | Grid Battery | 585 | 5178.9752 | 5543.2903 | 5543.2904 | 5543.2904 | 5543.2905 | 5543.2905 | 7333.5648 | 8293.1639 | 8489.0341 | 8552.1856 | 8552.1857 | 8502.1858 | 8502.1859 | 8502.1861 | 8502.1896 | 8502.1898 | 8506.4479 | 8923.9571 | 9764.2656 | 9764.2658 | 7881.3711 | 7517.0563 | 7517.0588 | 7517.0593
NSW1 | PHES | 240 | 240 | 240 | 240 | 1311.4424 | 3351.4439 | 3351.4439 | 3351.4439 | 3351.4439 | 3351.444 | 3351.444 | 3351.444 | 3351.444 | 3351.444 | 3351.444 | 3351.4442 | 3351.4442 | 3351.4443 | 3351.4445 | 3351.4449 | 3351.4449 | 3351.4453 | 3351.4453 | 3351.4455 | 3351.4455
NSW1 | VPP | 118.09 | 262.1 | 448.09 | 700.3 | 1001.81 | 1507.3 | 1930.9 | 2379.9 | 2853.4001 | 3340.5899 | 3796.79 | 4296.69 | 4728.01 | 5197.1899 | 5704.6 | 6125.0102 | 6533.2901 | 6936.3902 | 7341.1001 | 7738.3001 | 8133.1002 | 8546.2101 | 8924.99 | 9314.1898 | 9685.6898
Total |  | 22402.822 | 41903.4551 | 40337.5011 | 43737.2094 | 45689.6157 | 50750.5639 | 51011.9699 | 56596.676 | 59522.1908 | 60205.2503 | 62834.5675 | 63870.8001 | 64205.621 | 66232.5747 | 66387.2051 | 71967.0757 | 72014.8562 | 75094.7726 | 75814.9675 | 78916.206 | 78462.0074 | 76748.4231 | 78844.1379 | 79204.7724 | 80933.9818
Region | Technology | 2024-25 | 2025-26 | 2026-27 | 2027-28 | 2028-29 | 2029-30 | 2030-31 | 2031-32 | 2032-33 | 2033-34 | 2034-35 | 2035-36 | 2036-37 | 2037-38 | 2038-39 | 2039-40 | 2040-41 | 2041-42 | 2042-43 | 2043-44 | 2044-45 | 2045-46 | 2046-47 | 2047-48 | 2048-49
QLD1 | Black Coal | 8126 | 8126 | 8126 | 5576 | 4467 | 3177 | 426 | 426 | 426 | 0 | 0 | 0 | 0 | 0 | 0 | 0 | 0 | 0 | 0 | 0 | 0 | 0 | 0 | 0 | 0
QLD1 | Brown Coal | 0 | 0 | 0 | 0 | 0 | 0 | 0 | 0 | 0 | 0 | 0 | 0 | 0 | 0 | 0 | 0 | 0 | 0 | 0 | 0 | 0 | 0 | 0 | 0 | 0
QLD1 | CCGT | 1597.9 | 1597.9 | 1597.9 | 1597.9 | 1597.9 | 1597.9 | 1597.9 | 1597.9 | 1597.9 | 1597.9 | 1597.9 | 1597.9 | 1212.9 | 1212.9 | 1212.9 | 1068.5 | 1068.5 | 1068.5 | 1068.5 | 1068.5 | 1068.5 | 424 | 180 | 180 | 180
QLD1 | Gas - Steam | 0 | 0 | 0 | 0 | 0 | 0 | 0 | 0 | 0 | 0 | 0 | 0 | 0 | 0 | 0 | 0 | 0 | 0 | 0 | 0 | 0 | 0 | 0 | 0 | 0
QLD1 | OCGT / Diesel | 1954.5 | 1954.5001 | 1954.5001 | 1954.5001 | 1954.5001 | 1954.5001 | 1954.5003 | 1954.5003 | 1954.5004 | 1531.0004 | 1414.0004 | 1414.0005 | 1414.0005 | 1414.0005 | 1414.0006 | 1414.0006 | 1414.0007 | 1414.0007 | 1414.0008 | 1414.0008 | 1414.0009 | 1414.0009 | 865.001 | 865.0011 | 865.0012
QLD1 | Hydro | 152.4 | 152.4 | 152.4 | 152.4 | 152.4 | 152.4 | 152.4 | 152.4 | 152.4 | 152.4 | 152.4 | 152.4 | 152.4 | 66 | 66 | 66 | 66 | 66 | 0 | 0 | 0 | 0 | 0 | 0 | 0
QLD1 | Hydrogen Turbine | 0 | 0 | 0 | 0 | 0 | 0 | 371.6294 | 371.6294 | 512.9924 | 512.9924 | 1376.549 | 1376.549 | 1376.5491 | 1376.5491 | 1376.5491 | 1376.5491 | 1376.5491 | 1376.5491 | 1376.5491 | 2291.9258 | 2291.9258 | 2291.9258 | 2291.9258 | 2291.9258 | 2652.509
QLD1 | Wind | 1551.408 | 9708.3151 | 9811.3152 | 13299.1042 | 13299.1046 | 16875.5377 | 20875.0861 | 22267.9048 | 24583.459 | 27350.9087 | 30131.6155 | 30131.6155 | 31972.0865 | 33884.625 | 34084.726 | 36470.187 | 36470.187 | 36470.1873 | 45896.9814 | 45716.4642 | 45263.5742 | 57925.0562 | 66021.0738 | 69303.4998 | 69153.704
QLD1 | Solar PV | 4013.785 | 4013.7867 | 4013.7867 | 4013.7914 | 6501.3811 | 8322.5073 | 8765.1693 | 11070.7923 | 14954.1828 | 16081.9049 | 19401.9858 | 19401.9858 | 19280.9858 | 23096.1141 | 23096.1141 | 24117.4333 | 27574.5704 | 30674.623 | 42069.1949 | 48730.3009 | 48529.2009 | 53511.1059 | 66545.0933 | 65812.1933 | 66218.3124
QLD1 | Grid Battery | 622 | 1018.7625 | 1155.2178 | 1176.5431 | 1176.5431 | 1176.5431 | 1176.5431 | 1176.5433 | 1531.2932 | 2475.0673 | 2632.8971 | 2632.8971 | 2632.8973 | 2632.8973 | 2532.8973 | 2532.8974 | 3660.9809 | 4248.4902 | 8198.7525 | 9079.2443 | 8665.2444 | 8418.4926 | 8280.0391 | 8258.7131 | 8258.7132
QLD1 | PHES | 570 | 820 | 820 | 820 | 1912.3591 | 1912.3592 | 3910.3592 | 3910.3592 | 3910.3592 | 3910.3592 | 3910.3593 | 3910.3593 | 3910.3593 | 3910.3593 | 3910.3593 | 3910.3594 | 3910.3594 | 3910.3594 | 3910.3597 | 3910.3599 | 3910.3599 | 3910.36 | 3910.3604 | 3910.3604 | 3910.3604
QLD1 | VPP | 56.3 | 157.2 | 285.7 | 463.5 | 681.7 | 1043.2 | 1354.7 | 1679.5 | 2021.8 | 2377.5 | 2683.2 | 3041.2 | 3343 | 3680.6001 | 4048.8999 | 4351.3999 | 4643.1001 | 4933.2002 | 5225.5 | 5517.5 | 5800.1001 | 6108.7002 | 6387.7002 | 6675.3999 | 6954.6001
Total |  | 18644.293 | 27548.8644 | 27916.8198 | 29053.7388 | 31742.8881 | 36211.9474 | 40584.2873 | 44607.5293 | 51644.887 | 55990.0329 | 63300.907 | 63658.9071 | 65295.1785 | 71274.0455 | 71742.4464 | 75307.3268 | 80184.2476 | 84161.9099 | 109159.8383 | 117728.2959 | 116942.9061 | 134003.6417 | 154481.1936 | 157297.0935 | 158193.2003
Region | Technology | 2024-25 | 2025-26 | 2026-27 | 2027-28 | 2028-29 | 2029-30 | 2030-31 | 2031-32 | 2032-33 | 2033-34 | 2034-35 | 2035-36 | 2036-37 | 2037-38 | 2038-39 | 2039-40 | 2040-41 | 2041-42 | 2042-43 | 2043-44 | 2044-45 | 2045-46 | 2046-47 | 2047-48 | 2048-49
VIC1 | Black Coal | 0 | 0 | 0 | 0 | 0 | 0 | 0 | 0 | 0 | 0 | 0 | 0 | 0 | 0 | 0 | 0 | 0 | 0 | 0 | 0 | 0 | 0 | 0 | 0 | 0
VIC1 | Brown Coal | 4835 | 4835 | 4835 | 2570 | 1120 | 1120 | 1120 | 0 | 0 | 0 | 0 | 0 | 0 | 0 | 0 | 0 | 0 | 0 | 0 | 0 | 0 | 0 | 0 | 0 | 0
VIC1 | CCGT | 0 | 0 | 0 | 0 | 0 | 0 | 0 | 0 | 0 | 0 | 0 | 0 | 0 | 0 | 0 | 0 | 0 | 0 | 0 | 0 | 0 | 0 | 0 | 0 | 0
VIC1 | Gas - Steam | 500 | 500 | 500 | 500 | 500 | 500 | 500 | 500 | 500 | 500 | 500 | 500 | 500 | 500 | 500 | 0 | 0 | 0 | 0 | 0 | 0 | 0 | 0 | 0 | 0
VIC1 | OCGT / Diesel | 1900 | 1900.0001 | 1900.0001 | 1900.0002 | 1900.0003 | 1900.0003 | 1900.0003 | 1900.0004 | 1900.0004 | 1730.0004 | 1730.0011 | 1730.0011 | 1730.0011 | 1730.0011 | 1730.0011 | 1290.0011 | 1290.0011 | 1290.0011 | 1196.0011 | 1196.0011 | 1196.0011 | 1196.0011 | 1196.0011 | 612.0012 | 612.0012
VIC1 | Hydro | 2279.02 | 2279.02 | 2279.02 | 2279.02 | 2279.02 | 2279.02 | 2279.02 | 2279.02 | 2279.02 | 2279.02 | 2279.02 | 2279.02 | 2279.02 | 2279.02 | 2279.02 | 2279.02 | 2279.02 | 2279.02 | 2279.02 | 2279.02 | 2279.02 | 2279.02 | 2279.02 | 2279.02 | 2279.02
VIC1 | Hydrogen Turbine | 0 | 0 | 0 | 0 | 0 | 0 | 0 | 0 | 0 | 0 | 0 | 143.6557 | 581.4683 | 764.5025 | 764.5025 | 3182.9517 | 3182.9517 | 3182.9517 | 3182.9517 | 4632.729 | 4632.729 | 4632.729 | 4632.729 | 4632.729 | 6201.658
VIC1 | Wind | 4416.36 | 7659.4095 | 8415.8095 | 11944.3503 | 11944.3504 | 14506.964 | 17480.789 | 18480.789 | 19868.1877 | 19815.6877 | 21236.2887 | 21236.2887 | 22236.289 | 24169.0892 | 23749.0896 | 24749.0895 | 24460.7895 | 24460.7895 | 24410.2395 | 24086.4395 | 23774.4395 | 22910.8795 | 22910.8795 | 22670.8796 | 22642.1796
VIC1 | Solar PV | 1208.073 | 2896.2644 | 2896.2644 | 5412.8081 | 9024.6602 | 9145.6232 | 9145.6236 | 9145.6236 | 12193.4204 | 12193.4204 | 12301.4865 | 12301.4865 | 12301.4865 | 12421.4959 | 12421.4959 | 12421.4959 | 12421.4961 | 12421.4964 | 12421.4964 | 12975.7515 | 12865.2715 | 12834.1685 | 12834.1685 | 12834.1686 | 13091.8128
VIC1 | Grid Battery | 580.33 | 1713.9039 | 2090.8769 | 2965.1007 | 2965.1007 | 2965.1008 | 2965.1008 | 3176.9622 | 3964.7834 | 3909.4535 | 3909.4539 | 3909.4539 | 3909.454 | 3909.4554 | 3904.4555 | 3904.456 | 3904.4562 | 3604.4564 | 3604.4567 | 3404.4602 | 3404.4604 | 2740.8875 | 2713.9164 | 1839.6961 | 1839.6975
VIC1 | PHES | 0 | 0 | 0 | 0 | 1100.0036 | 1100.0036 | 1100.0036 | 1100.0036 | 1100.0036 | 1100.0036 | 1100.0036 | 1100.0036 | 1100.0036 | 1100.0036 | 1100.0036 | 1100.0036 | 1100.0036 | 1100.0036 | 1100.0036 | 1100.0036 | 1100.0036 | 1100.0036 | 1100.0036 | 1100.0036 | 1100.0036
VIC1 | VPP | 100.8 | 206 | 335.3 | 500.4 | 701.3 | 1036.3 | 1315.3 | 1593.6 | 1880.4 | 2178.1001 | 2475.6001 | 2803.3 | 3097.7 | 3416.5 | 3762.5 | 4064.7 | 4362.3999 | 4662.7998 | 4970.5 | 5285.2002 | 5614.6001 | 5960.3999 | 6285.6001 | 6625.6001 | 6959.8999
Total |  | 15819.583 | 21989.5979 | 23252.271 | 28071.6794 | 31534.4351 | 34553.012 | 37805.8373 | 38175.9987 | 43685.8155 | 43705.6856 | 45531.8538 | 46003.2095 | 47735.4224 | 50290.0676 | 50211.0682 | 52991.7178 | 53001.118 | 53001.5185 | 53164.6691 | 54959.6051 | 54866.5253 | 53654.0892 | 53952.3184 | 52594.0981 | 54726.2727
Region | Technology | 2024-25 | 2025-26 | 2026-27 | 2027-28 | 2028-29 | 2029-30 | 2030-31 | 2031-32 | 2032-33 | 2033-34 | 2034-35 | 2035-36 | 2036-37 | 2037-38 | 2038-39 | 2039-40 | 2040-41 | 2041-42 | 2042-43 | 2043-44 | 2044-45 | 2045-46 | 2046-47 | 2047-48 | 2048-49
SA1 | Black Coal | 0 | 0 | 0 | 0 | 0 | 0 | 0 | 0 | 0 | 0 | 0 | 0 | 0 | 0 | 0 | 0 | 0 | 0 | 0 | 0 | 0 | 0 | 0 | 0 | 0
SA1 | Brown Coal | 0 | 0 | 0 | 0 | 0 | 0 | 0 | 0 | 0 | 0 | 0 | 0 | 0 | 0 | 0 | 0 | 0 | 0 | 0 | 0 | 0 | 0 | 0 | 0 | 0
SA1 | CCGT | 709 | 709 | 709 | 529 | 529 | 529 | 529 | 529 | 529 | 529 | 529 | 529 | 529 | 0 | 0 | 0 | 0 | 0 | 0 | 0 | 0 | 0 | 0 | 0 | 0
SA1 | Gas - Steam | 800 | 800 | 0 | 0 | 0 | 0 | 0 | 0 | 0 | 0 | 0 | 0 | 0 | 0 | 0 | 0 | 0 | 0 | 0 | 0 | 0 | 0 | 0 | 0 | 0
SA1 | OCGT / Diesel | 1583.86 | 1583.8601 | 1583.8601 | 1583.8601 | 1583.8601 | 1583.8601 | 1201.3603 | 1201.3603 | 924.5004 | 924.5004 | 924.5004 | 844.5005 | 844.5005 | 844.5007 | 844.5007 | 844.5007 | 844.5007 | 844.5007 | 844.5008 | 844.5008 | 634.5009 | 511.3009 | 357.301 | 357.3011 | 357.3012
SA1 | Hydro | 0 | 0 | 0 | 0 | 0 | 0 | 0 | 0 | 0 | 0 | 0 | 0 | 0 | 0 | 0 | 0 | 0 | 0 | 0 | 0 | 0 | 0 | 0 | 0 | 0
SA1 | Hydrogen Turbine | 0 | 0 | 0 | 0 | 0 | 0 | 279.1689 | 311.9608 | 502.1945 | 502.1945 | 1107.2421 | 1419.099 | 1419.099 | 1419.099 | 1419.099 | 1827.783 | 1827.783 | 2113.2827 | 2113.2827 | 3653.4575 | 3653.4575 | 3653.4575 | 3653.4575 | 3653.4575 | 3653.4575
SA1 | Wind | 2762.21 | 4583.495 | 4788.1375 | 5961.8731 | 7241.7177 | 10793.763 | 12137.9926 | 12137.9926 | 12137.9927 | 12039.2927 | 12039.2927 | 11771.3927 | 11586.5927 | 16834.5883 | 16675.5883 | 16385.6059 | 16346.6059 | 20125.706 | 20125.706 | 19911.846 | 19911.846 | 19568.646 | 19994.0403 | 22358.9932 | 28196.2509
SA1 | Solar PV | 699.62 | 3102.7028 | 3102.7028 | 3109.8986 | 4877.4786 | 4877.4786 | 8145.0107 | 12146.1951 | 14372.7315 | 14372.7316 | 14442.1202 | 14442.1202 | 14442.1202 | 19455.9087 | 19455.9087 | 19455.9087 | 19455.9087 | 29277.7237 | 29277.7237 | 38551.3008 | 38281.3008 | 38273.9208 | 38273.9209 | 38194.7209 | 44200.2868
SA1 | Grid Battery | 530.07 | 1464.5053 | 1464.5053 | 1674.6094 | 1674.6094 | 1674.6094 | 1644.6094 | 4542.6495 | 5411.014 | 5411.014 | 5391.9702 | 5391.9702 | 5391.9702 | 5391.9705 | 5391.9705 | 5391.9705 | 5391.9706 | 8512.4734 | 8512.4735 | 11710.6915 | 11429.6915 | 10766.2557 | 10766.2558 | 10556.1518 | 10505.3519
SA1 | PHES | 0 | 0 | 0 | 0 | 0 | 0 | 0 | 0 | 0 | 0 | 0 | 0 | 0 | 0 | 0 | 0 | 0 | 0 | 0 | 0 | 0 | 0 | 0 | 0 | 0
SA1 | VPP | 96.8 | 143 | 194.8 | 263.7 | 344.2 | 477.8 | 594.5 | 713.1 | 831.4 | 950.3 | 1071.5 | 1189.6 | 1291.7 | 1409.8 | 1543 | 1654.4 | 1760.5 | 1863.9 | 1966.7 | 2067.2 | 2171.8999 | 2277.2 | 2376.8999 | 2479.7 | 2578.8
Total |  | 7181.56 | 12386.5632 | 11843.0056 | 13122.9412 | 16250.8658 | 19936.5111 | 24531.6418 | 31582.2583 | 34708.8331 | 34729.0332 | 35505.6256 | 35587.6825 | 35504.9825 | 45355.8672 | 45330.0672 | 45560.1689 | 45627.2689 | 62737.5866 | 62840.3866 | 76738.9967 | 76082.6967 | 75050.781 | 75421.8754 | 77600.3245 | 89491.4484
Region | Technology | 2024-25 | 2025-26 | 2026-27 | 2027-28 | 2028-29 | 2029-30 | 2030-31 | 2031-32 | 2032-33 | 2033-34 | 2034-35 | 2035-36 | 2036-37 | 2037-38 | 2038-39 | 2039-40 | 2040-41 | 2041-42 | 2042-43 | 2043-44 | 2044-45 | 2045-46 | 2046-47 | 2047-48 | 2048-49
TAS1 | Black Coal | 0 | 0 | 0 | 0 | 0 | 0 | 0 | 0 | 0 | 0 | 0 | 0 | 0 | 0 | 0 | 0 | 0 | 0 | 0 | 0 | 0 | 0 | 0 | 0 | 0
TAS1 | Brown Coal | 0 | 0 | 0 | 0 | 0 | 0 | 0 | 0 | 0 | 0 | 0 | 0 | 0 | 0 | 0 | 0 | 0 | 0 | 0 | 0 | 0 | 0 | 0 | 0 | 0
TAS1 | CCGT | 208 | 208 | 208 | 208 | 208 | 208 | 208 | 208 | 208 | 208 | 208 | 208 | 208 | 208 | 208 | 208 | 208 | 208 | 208 | 208 | 208 | 208 | 208 | 208 | 208
TAS1 | Gas - Steam | 0 | 0 | 0 | 0 | 0 | 0 | 0 | 0 | 0 | 0 | 0 | 0 | 0 | 0 | 0 | 0 | 0 | 0 | 0 | 0 | 0 | 0 | 0 | 0 | 0
TAS1 | OCGT / Diesel | 178 | 178.0001 | 178.0001 | 178.0001 | 178.0001 | 178.0001 | 178.0003 | 178.0003 | 178.0004 | 178.0004 | 178.0006 | 178.0006 | 178.0006 | 178.0023 | 178.0023 | 178.0023 | 58.0023 | 58.0023 | 58.0024 | 58.0024 | 58.0024 | 58.0024 | 58.0024 | 58.0024 | 58.0024
TAS1 | Hydro | 2551 | 2551 | 2551 | 2551 | 2551 | 2551 | 2551 | 2551 | 2551 | 2551 | 2551 | 2551 | 2551 | 2551 | 2551 | 2551 | 2551 | 2551 | 2551 | 2551 | 2551 | 2551 | 2551 | 2551 | 2551
TAS1 | Hydrogen Turbine | 0 | 0 | 0 | 0 | 0 | 0 | 13.8867 | 29.988 | 43.2231 | 43.2231 | 71.9062 | 174.5882 | 174.5882 | 174.5882 | 174.5882 | 442.5634 | 683.5379 | 683.5379 | 683.5379 | 683.5379 | 683.5379 | 683.5379 | 683.5379 | 683.5379 | 966.1109
TAS1 | Wind | 563.35 | 563.3506 | 846.5584 | 1596.8343 | 3358.407 | 5928.2114 | 11640.6306 | 13275.9829 | 14700.3402 | 14700.3402 | 14966.3926 | 14966.3926 | 14966.3926 | 20095.3517 | 20095.3517 | 20750.0539 | 20750.0539 | 20750.0539 | 20750.0539 | 20750.0539 | 20606.0539 | 20606.0539 | 20606.0539 | 20606.054 | 25188.1882
TAS1 | Solar PV | 0 | 0.00010367 | 0.00038373 | 0.0005234 | 0.00075254 | 0.00096154 | 320.4918 | 470.4852 | 1918.5993 | 1918.5993 | 1918.5993 | 1918.5993 | 1918.5993 | 1918.5995 | 1918.5995 | 8260.8804 | 8260.8805 | 8260.8805 | 8260.8805 | 8425.4046 | 8425.4046 | 8425.4046 | 8425.4046 | 8425.4046 | 18989.4976
TAS1 | Grid Battery | 0 | 0.00036515 | 0.0004452 | 0.00057467 | 0.00073508 | 0.00080016 | 0.00083758 | 0.0070069 | 0.0070384 | 0.0070554 | 0.007121 | 0.0071435 | 0.0071702 | 0.02448 | 0.024514 | 0.025145 | 0.025244 | 0.025297 | 0.025347 | 0.0282 | 0.02825 | 0.027923 | 0.027928 | 0.0279 | 0.031129
TAS1 | PHES | 0 | 0 | 0 | 0 | 310.647 | 371.0709 | 2321.0014 | 2321.0027 | 2321.0027 | 2321.0027 | 2321.0028 | 2321.0028 | 2321.0028 | 2321.0047 | 2321.0047 | 2321.0047 | 2321.0047 | 2321.0047 | 2321.0047 | 2321.0049 | 2321.0049 | 2321.0049 | 2321.0049 | 2321.0049 | 2321.0049
TAS1 | VPP | 2.7 | 5.9 | 10.8 | 18.1 | 28.4 | 45.5 | 61.3 | 78.6 | 97.6 | 118.3 | 138.8 | 161.8 | 183.5 | 208.1 | 236.3 | 262.2 | 285.5 | 309.4 | 334.4 | 359.9 | 385.8 | 413.2 | 439.1 | 466.2 | 492.8
Total |  | 3503.05 | 3506.2511 | 3794.3593 | 4551.9355 | 6634.4556 | 9281.7841 | 17294.3117 | 19113.0662 | 22017.7727 | 22038.4728 | 22353.7086 | 22479.3906 | 22501.0907 | 27654.6709 | 27682.8709 | 34973.7298 | 35118.0046 | 35141.9046 | 35166.9047 | 35356.9319 | 35238.8319 | 35266.2316 | 35292.1317 | 35319.2317 | 50774.6352
Explicitly modelled pumping
Region | Technology | 2024-25 | 2025-26 | 2026-27 | 2027-28 | 2028-29 | 2029-30 | 2030-31 | 2031-32 | 2032-33 | 2033-34 | 2034-35 | 2035-36 | 2036-37 | 2037-38 | 2038-39 | 2039-40 | 2040-41 | 2041-42 | 2042-43 | 2043-44 | 2044-45 | 2045-46 | 2046-47 | 2047-48 | 2048-49
NEM | Grid Battery Pump | 2317.4 | 9376.1474 | 10253.8908 | 11359.5442 | 11359.5444 | 11359.5445 | 11329.5446 | 16229.7267 | 19200.2615 | 20284.576 | 20486.5139 | 20486.5141 | 20436.5145 | 20436.5336 | 20331.5339 | 20331.5387 | 21459.6227 | 24871.8932 | 29239.6652 | 33958.6898 | 33263.6904 | 29807.0348 | 29277.2955 | 28171.6478 | 28120.853
NEM | PHES Pump | 1310 | 1560 | 1560 | 1560 | 5134.4521 | 7234.8775 | 11182.8081 | 11182.8094 | 11182.8094 | 11182.8095 | 11182.8096 | 11182.8097 | 11182.8097 | 11182.8116 | 11182.8116 | 11182.8118 | 11182.8119 | 11182.8121 | 11182.8124 | 11182.8134 | 11182.8134 | 11182.8139 | 11182.8143 | 11182.8144 | 11182.8145
NEM | VPP Pump | 374.69 | 774.2 | 1274.69 | 1946 | 2757.41 | 4110.1 | 5256.7 | 6444.6999 | 7684.6002 | 8964.79 | 10165.89 | 11492.59 | 12643.9099 | 13912.1901 | 15295.2999 | 16457.7101 | 17584.7901 | 18705.6902 | 19838.2001 | 20968.1002 | 22105.5002 | 23305.7102 | 24414.2902 | 25561.0898 | 26671.7899
Region | Technology | 2024-25 | 2025-26 | 2026-27 | 2027-28 | 2028-29 | 2029-30 | 2030-31 | 2031-32 | 2032-33 | 2033-34 | 2034-35 | 2035-36 | 2036-37 | 2037-38 | 2038-39 | 2039-40 | 2040-41 | 2041-42 | 2042-43 | 2043-44 | 2044-45 | 2045-46 | 2046-47 | 2047-48 | 2048-49
NSW1 | Grid Battery Pump | 585 | 5178.9752 | 5543.2903 | 5543.2904 | 5543.2904 | 5543.2905 | 5543.2905 | 7333.5648 | 8293.1639 | 8489.0341 | 8552.1856 | 8552.1857 | 8502.1858 | 8502.1859 | 8502.1861 | 8502.1896 | 8502.1898 | 8506.4479 | 8923.9571 | 9764.2656 | 9764.2658 | 7881.3711 | 7517.0563 | 7517.0588 | 7517.0593
NSW1 | PHES Pump | 840 | 840 | 840 | 840 | 1911.4424 | 3951.4439 | 3951.4439 | 3951.4439 | 3951.4439 | 3951.444 | 3951.444 | 3951.444 | 3951.444 | 3951.444 | 3951.444 | 3951.4442 | 3951.4442 | 3951.4443 | 3951.4445 | 3951.4449 | 3951.4449 | 3951.4453 | 3951.4453 | 3951.4455 | 3951.4455
NSW1 | VPP Pump | 118.09 | 262.1 | 448.09 | 700.3 | 1001.81 | 1507.3 | 1930.9 | 2379.9 | 2853.4001 | 3340.5899 | 3796.79 | 4296.69 | 4728.01 | 5197.1899 | 5704.6 | 6125.0102 | 6533.2901 | 6936.3902 | 7341.1001 | 7738.3001 | 8133.1002 | 8546.2101 | 8924.99 | 9314.1898 | 9685.6898
Region | Technology | 2024-25 | 2025-26 | 2026-27 | 2027-28 | 2028-29 | 2029-30 | 2030-31 | 2031-32 | 2032-33 | 2033-34 | 2034-35 | 2035-36 | 2036-37 | 2037-38 | 2038-39 | 2039-40 | 2040-41 | 2041-42 | 2042-43 | 2043-44 | 2044-45 | 2045-46 | 2046-47 | 2047-48 | 2048-49
QLD1 | Grid Battery Pump | 622 | 1018.7625 | 1155.2178 | 1176.5431 | 1176.5431 | 1176.5431 | 1176.5431 | 1176.5433 | 1531.2932 | 2475.0673 | 2632.8971 | 2632.8971 | 2632.8973 | 2632.8973 | 2532.8973 | 2532.8974 | 3660.9809 | 4248.4902 | 8198.7525 | 9079.2443 | 8665.2444 | 8418.4926 | 8280.0391 | 8258.7131 | 8258.7132
QLD1 | PHES Pump | 470 | 720 | 720 | 720 | 1812.3591 | 1812.3592 | 3810.3592 | 3810.3592 | 3810.3592 | 3810.3592 | 3810.3593 | 3810.3593 | 3810.3593 | 3810.3593 | 3810.3593 | 3810.3594 | 3810.3594 | 3810.3594 | 3810.3597 | 3810.3599 | 3810.3599 | 3810.36 | 3810.3604 | 3810.3604 | 3810.3604
QLD1 | VPP Pump | 56.3 | 157.2 | 285.7 | 463.5 | 681.7 | 1043.2 | 1354.7 | 1679.5 | 2021.8 | 2377.5 | 2683.2 | 3041.2 | 3343 | 3680.6001 | 4048.8999 | 4351.3999 | 4643.1001 | 4933.2002 | 5225.5 | 5517.5 | 5800.1001 | 6108.7002 | 6387.7002 | 6675.3999 | 6954.6001
Region | Technology | 2024-25 | 2025-26 | 2026-27 | 2027-28 | 2028-29 | 2029-30 | 2030-31 | 2031-32 | 2032-33 | 2033-34 | 2034-35 | 2035-36 | 2036-37 | 2037-38 | 2038-39 | 2039-40 | 2040-41 | 2041-42 | 2042-43 | 2043-44 | 2044-45 | 2045-46 | 2046-47 | 2047-48 | 2048-49
VIC1 | Grid Battery Pump | 580.33 | 1713.9039 | 2090.8769 | 2965.1007 | 2965.1007 | 2965.1008 | 2965.1008 | 3176.9622 | 3964.7834 | 3909.4535 | 3909.4539 | 3909.4539 | 3909.454 | 3909.4554 | 3904.4555 | 3904.456 | 3904.4562 | 3604.4564 | 3604.4567 | 3404.4602 | 3404.4604 | 2740.8875 | 2713.9164 | 1839.6961 | 1839.6975
VIC1 | PHES Pump | 0 | 0 | 0 | 0 | 1100.0036 | 1100.0036 | 1100.0036 | 1100.0036 | 1100.0036 | 1100.0036 | 1100.0036 | 1100.0036 | 1100.0036 | 1100.0036 | 1100.0036 | 1100.0036 | 1100.0036 | 1100.0036 | 1100.0036 | 1100.0036 | 1100.0036 | 1100.0036 | 1100.0036 | 1100.0036 | 1100.0036
VIC1 | VPP Pump | 100.8 | 206 | 335.3 | 500.4 | 701.3 | 1036.3 | 1315.3 | 1593.6 | 1880.4 | 2178.1001 | 2475.6001 | 2803.3 | 3097.7 | 3416.5 | 3762.5 | 4064.7 | 4362.3999 | 4662.7998 | 4970.5 | 5285.2002 | 5614.6001 | 5960.3999 | 6285.6001 | 6625.6001 | 6959.8999
Region | Technology | 2024-25 | 2025-26 | 2026-27 | 2027-28 | 2028-29 | 2029-30 | 2030-31 | 2031-32 | 2032-33 | 2033-34 | 2034-35 | 2035-36 | 2036-37 | 2037-38 | 2038-39 | 2039-40 | 2040-41 | 2041-42 | 2042-43 | 2043-44 | 2044-45 | 2045-46 | 2046-47 | 2047-48 | 2048-49
SA1 | Grid Battery Pump | 530.07 | 1464.5053 | 1464.5053 | 1674.6094 | 1674.6094 | 1674.6094 | 1644.6094 | 4542.6495 | 5411.014 | 5411.014 | 5391.9702 | 5391.9702 | 5391.9702 | 5391.9705 | 5391.9705 | 5391.9705 | 5391.9706 | 8512.4734 | 8512.4735 | 11710.6915 | 11429.6915 | 10766.2557 | 10766.2558 | 10556.1518 | 10505.3519
SA1 | PHES Pump | 0 | 0 | 0 | 0 | 0 | 0 | 0 | 0 | 0 | 0 | 0 | 0 | 0 | 0 | 0 | 0 | 0 | 0 | 0 | 0 | 0 | 0 | 0 | 0 | 0
SA1 | VPP Pump | 96.8 | 143 | 194.8 | 263.7 | 344.2 | 477.8 | 594.5 | 713.1 | 831.4 | 950.3 | 1071.5 | 1189.6 | 1291.7 | 1409.8 | 1543 | 1654.4 | 1760.5 | 1863.9 | 1966.7 | 2067.2 | 2171.8999 | 2277.2 | 2376.8999 | 2479.7 | 2578.8
Region | Technology | 2024-25 | 2025-26 | 2026-27 | 2027-28 | 2028-29 | 2029-30 | 2030-31 | 2031-32 | 2032-33 | 2033-34 | 2034-35 | 2035-36 | 2036-37 | 2037-38 | 2038-39 | 2039-40 | 2040-41 | 2041-42 | 2042-43 | 2043-44 | 2044-45 | 2045-46 | 2046-47 | 2047-48 | 2048-49
TAS1 | Grid Battery Pump | 0 | 0.00036515 | 0.0004452 | 0.00057467 | 0.00073508 | 0.00080016 | 0.00083758 | 0.0070069 | 0.0070384 | 0.0070554 | 0.007121 | 0.0071435 | 0.0071702 | 0.02448 | 0.024514 | 0.025145 | 0.025244 | 0.025297 | 0.025347 | 0.0282 | 0.02825 | 0.027923 | 0.027928 | 0.0279 | 0.031129
TAS1 | PHES Pump | 0 | 0 | 0 | 0 | 310.647 | 371.0709 | 2321.0014 | 2321.0027 | 2321.0027 | 2321.0027 | 2321.0028 | 2321.0028 | 2321.0028 | 2321.0047 | 2321.0047 | 2321.0047 | 2321.0047 | 2321.0047 | 2321.0047 | 2321.0049 | 2321.0049 | 2321.0049 | 2321.0049 | 2321.0049 | 2321.0049
TAS1 | VPP Pump | 2.7 | 5.9 | 10.8 | 18.1 | 28.4 | 45.5 | 61.3 | 78.6 | 97.6 | 118.3 | 138.8 | 161.8 | 183.5 | 208.1 | 236.3 | 262.2 | 285.5 | 309.4 | 334.4 | 359.9 | 385.8 | 413.2 | 439.1 | 466.2 | 492.8

## BaseCase_REZ Generation
Annual sent-out generation by REZ (GWh) - BaseCase, Green Energy Exports Scenario
The REZ generation includes generation from the existing, committed and anticipated renewables mapped to the relevant REZs.
Explicitly modelled generation
Region | REZ | REZ Name | Technology | 2024-25 | 2025-26 | 2026-27 | 2027-28 | 2028-29 | 2029-30 | 2030-31 | 2031-32 | 2032-33 | 2033-34 | 2034-35 | 2035-36 | 2036-37 | 2037-38 | 2038-39 | 2039-40 | 2040-41 | 2041-42 | 2042-43 | 2043-44 | 2044-45 | 2045-46 | 2046-47 | 2047-48 | 2048-49
QLD | Q1 | Far North QLD | Solar | 0 | 0.00036105 | 0.00036525 | 0.0025132 | 1523.9546 | 1654.6522 | 2660.3423 | 2598.577 | 2750.5923 | 2985.3223 | 2853.7568 | 2853.9648 | 2872.846 | 7909.451 | 8898.456 | 9059.518 | 8769.049 | 9468.109 | 15622.822 | 18291.092 | 20333.996 | 29980.025 | 43278.363 | 47590.836 | 51538.277
QLD | Q2 | North Qld Clean Energy Hub | Solar | 190.7257 | 137.2877 | 134.914 | 148.053 | 2265.1404 | 5441.5622 | 5909.4679 | 6023.6611 | 6407.0071 | 7056.9822 | 6794.1889 | 6663.2775 | 6819.2002 | 5884.9295 | 6492.9339 | 6263.8327 | 6321.7561 | 6557.9602 | 7081.7489 | 7246.148 | 7862.0202 | 8096.6386 | 9984.9638 | 10349.1805 | 10196.777
QLD | Q3 | Northern Qld | Solar | 951.1132 | 623.3411 | 579.5142 | 670.4811 | 697.4471 | 697.1794 | 792.4935 | 797.1318 | 1459.1236 | 1579.3355 | 3420.383 | 3348.5943 | 3456.5413 | 2884.7535 | 3219.6833 | 3215.2362 | 3164.4133 | 3878.4308 | 6897.3391 | 5873.619 | 6492.659 | 6616.6394 | 5511.7173 | 5656.2213 | 5877.3867
QLD | Q4 | Isaac | Solar | 1275.0295 | 793.8386 | 760.1196 | 971.4028 | 1029.4567 | 1096.8795 | 1193.2319 | 1242.1545 | 1215.2466 | 1285.8834 | 1194.2265 | 1234.4627 | 1263.9725 | 1133.1126 | 1254.1803 | 1193.9731 | 1229.9683 | 1440.6414 | 1429.8374 | 1259.7153 | 1350.938 | 2333.1858 | 2150.3059 | 2298.8597 | 1466.3859
QLD | Q5 | Barcaldine | Solar | 28.6291 | 21.872 | 22.7723 | 24.4488 | 68.1808 | 115.6186 | 130.111 | 136.7843 | 493.6807 | 539.0839 | 496.9971 | 504.7499 | 538.4917 | 530.3629 | 556.4496 | 535.8426 | 554.2198 | 629.9112 | 606.9532 | 557.077 | 637.0432 | 678.894 | 1322.8915 | 1316.6545 | 1345.2804
QLD | Q6 | Fitzroy | Solar | 729.5336 | 545.7944 | 512.7876 | 587.1108 | 568.449 | 614.1477 | 653.7174 | 710.7345 | 953.6194 | 1072.3198 | 1011.0782 | 1001.2614 | 1036.5422 | 1328.3017 | 1527.245 | 1425.287 | 1547.2266 | 2719.7934 | 17161.723 | 15535.1802 | 16902.0094 | 17226.3178 | 14209.8121 | 15640.1226 | 15386.6028
QLD | Q7 | Wide Bay | Solar | 1176.9617 | 724.1567 | 665.0073 | 778.8095 | 812.9437 | 834.4624 | 900.1779 | 994.3742 | 1169.2238 | 2110.2162 | 2030.4253 | 2001.1585 | 2087.6947 | 1812.1353 | 2031.1159 | 1974.2269 | 2159.3358 | 4681.9173 | 4890.686 | 4439.0578 | 4853.7704 | 4960.951 | 4280.3314 | 4164.3405 | 4069.3079
QLD | Q8 | Darling Downs | Solar | 3167.3157 | 1963.0801 | 1822.9299 | 2243.3571 | 2455.6467 | 2578.8896 | 2777.3427 | 4968.0466 | 9680.141 | 12287.3419 | 17179.4904 | 17579.5843 | 17409.8453 | 14333.5678 | 15897.8571 | 16066.2694 | 17023.9807 | 16426.0331 | 17466.5007 | 24132.1936 | 25819.2537 | 26111.7733 | 20745.3037 | 21584.1892 | 22203.5407
QLD | Q9 | Banana | Solar | 0 | 0.00019306 | 0.00019454 | 0.0003379 | 0.0004172 | 0.0011606 | 0.0021475 | 2286.4321 | 2108.061 | 2352.4995 | 2261.1345 | 2258.8118 | 2343.856 | 1956.2072 | 2247.5642 | 3896.9944 | 12270.687 | 12870.399 | 13018.752 | 12038.682 | 13190.237 | 13379.546 | 11117.618 | 12115.87 | 11852.883
NSW | N1 | North West NSW | Solar | 419.0937 | 201.4509 | 201.2239 | 188.8697 | 226.8477 | 283.4795 | 288.2066 | 835.7638 | 904.2901 | 1003.3534 | 930.1081 | 968.9357 | 1018.149 | 1021.0226 | 1128.7786 | 2834.1973 | 2990.009 | 3073.0383 | 3290.808 | 3247.3895 | 3741.1375 | 3600.8416 | 4143.1818 | 3943.5282 | 3386.0406
NSW | N2 | New England | Solar | 1274.086 | 577.3851 | 779.5251 | 1121.1517 | 2034.4011 | 1949.3442 | 2091.8369 | 2124.849 | 3083.8367 | 3590.5112 | 3306.5915 | 3573.4223 | 3703.4224 | 3509.1793 | 3976.8988 | 3830.9071 | 4058.1034 | 4033.8312 | 4319.894 | 3888.0238 | 4706.0574 | 4517.5044 | 4909.7022 | 4636.4956 | 4060.6207
NSW | N3 | Central-West Orana | Solar | 2156.536 | 12578.9848 | 13491.0862 | 12559.7921 | 12069.3607 | 14498.6772 | 16097.7191 | 21912.6174 | 23133.1751 | 23615.094 | 22570.5152 | 24309.731 | 24530.3199 | 21346.299 | 22537.1 | 24944.2133 | 24896.0881 | 24130.1617 | 24445.432 | 23974.0479 | 26168.646 | 24917.3076 | 22362.1839 | 23017.0897 | 24729.6848
NSW | N4 | Broken Hill | Solar | 33.4743 | 49.3732 | 69.8566 | 71.5948 | 75.4191 | 75.0511 | 72.5425 | 212.3069 | 236.6507 | 240.0401 | 229.1053 | 231.3414 | 260.7187 | 360.5279 | 410.7356 | 351.577 | 346.8292 | 373.6921 | 368.8011 | 515.9905 | 552.7907 | 539.3341 | 574.8666 | 600.3578 | 550.3691
NSW | N5 | South West NSW | Solar | 765.5879 | 1041.896 | 1654.852 | 1650.503 | 1902.4192 | 1880.7294 | 1823.9974 | 1714.1986 | 1980.6058 | 2059.0323 | 1816.4745 | 1851.1746 | 2105.1429 | 1979.9436 | 2117.6995 | 2116.1931 | 2105.1887 | 2885.7209 | 2852.769 | 3011.7501 | 3329.2064 | 3194.7107 | 3631.0513 | 3842.6997 | 3540.8797
NSW | N6 | Wagga Wagga | Solar | 1313.1579 | 861.7949 | 1068.7432 | 1035.9301 | 1068.8778 | 1063.9156 | 1066.0249 | 973.7099 | 1139.8768 | 1149.6031 | 1010.2613 | 1021.699 | 1191.629 | 1025.1381 | 1173.5615 | 1017.2306 | 1015.3373 | 1173.7237 | 1146.2689 | 1069.5662 | 1193.4908 | 1176.6925 | 1237.956 | 1261.7458 | 1231.0896
NSW | N7 | Tumut | Solar | 0 | 0 | 0 | 0 | 0 | 0 | 0 | 0 | 0 | 0 | 0 | 0 | 0 | 0 | 0 | 0 | 0 | 0 | 0 | 0 | 0 | 0 | 0 | 0 | 0
NSW | N8 | Cooma-Monaro | Solar | 0 | 0 | 0 | 0 | 0 | 0 | 0 | 0 | 0 | 0 | 0 | 0 | 0 | 0 | 0 | 0 | 0 | 0 | 0 | 0 | 0 | 0 | 0 | 0 | 0
NSW | N9 | Hunter-Central Coast | Solar | 0 | 1973.6744 | 2175.3816 | 2059.3662 | 1736.529 | 1782.764 | 1971.5934 | 2036.8148 | 2114.9175 | 2271.121 | 2123.5698 | 2306.0222 | 2317.3892 | 1973.0194 | 2097.788 | 2254.4578 | 2346.3108 | 5903.6143 | 6373.413 | 9515.187 | 10691.792 | 10167.68 | 8811.24 | 9038.925 | 9787.342
VIC | V1 | Ovens Murray | Solar | 0 | 813.293 | 921.9922 | 1346.0939 | 1367.0065 | 1306.9008 | 1338.3265 | 1262.9027 | 3004.8303 | 3118.7495 | 2810.6614 | 3055.3418 | 3077.9146 | 2813.3027 | 2971.5674 | 2986.4946 | 2852.8413 | 3170.3674 | 3199.6875 | 3099.571 | 3380.8035 | 3300.1084 | 3155.2234 | 3366.5513 | 3351.813
VIC | V2 | Murray River | Solar | 1456.5872 | 1713.2006 | 1909.5337 | 4329.0924 | 8495.9232 | 8308.4563 | 8155.5002 | 9371.5018 | 11908.1433 | 12254.9022 | 11092.4819 | 11885.8991 | 12233.0794 | 10771.4284 | 11645.6617 | 11198.3652 | 10887.5258 | 11961.6674 | 12021.1581 | 11683.7169 | 12525.904 | 12538.3337 | 11872.5165 | 12788.3966 | 12706.2873
VIC | V3 | Western Victoria | Solar | 0 | 0.0018807 | 0.0019784 | 0.0037874 | 0.0032356 | 0.0034512 | 0.003503 | 0.0032551 | 592.0353 | 637.5048 | 574.3605 | 623.2742 | 639.6686 | 515.3115 | 579.1874 | 560.2902 | 547.7487 | 593.4885 | 619.9703 | 592.8592 | 644.7042 | 639.3036 | 553.0876 | 626.545 | 611.6438
VIC | V4 | South West Victoria | Solar | 0 | 0 | 0 | 0 | 0 | 0 | 0 | 0 | 0 | 0 | 0 | 0 | 0 | 0 | 0 | 0 | 0 | 0 | 0 | 0 | 0 | 0 | 0 | 0 | 0
VIC | V5 | Gippsland | Solar | 0 | 0.0014655 | 0.0014887 | 348.8024 | 361.8923 | 353.8046 | 374.0176 | 361.3466 | 682.7388 | 753.7585 | 713.1564 | 750.7796 | 752.083 | 638.779 | 675.2812 | 684.2229 | 672.1762 | 685.9835 | 729.3971 | 737.2125 | 778.9642 | 754.6669 | 688.5591 | 730.9673 | 751.8966
VIC | V6 | Central North VIC | Solar | 872.6624 | 1179.4127 | 1312.0626 | 1943.81 | 2971.8566 | 2894.7534 | 2889.7359 | 2740.7259 | 2995.2761 | 3111.9765 | 2799.9678 | 2997.1283 | 3044.5309 | 2760.5136 | 2898.7242 | 2858.3084 | 2721.6859 | 2990.1703 | 3043.2045 | 2906.7912 | 3033.7395 | 2993.4392 | 2872.2816 | 3061.0087 | 3033.021
SA | S1 | South East SA | Solar | 295.0894 | 192.2287 | 197.4654 | 210.5952 | 210.7942 | 228.2522 | 228.9612 | 212.9831 | 224.217 | 248.5307 | 202.5281 | 207.86 | 242.0459 | 193.0712 | 221.5411 | 231.8134 | 211.786 | 225.7172 | 216.6231 | 205.6875 | 215.116 | 208.4843 | 218.8558 | 233.5692 | 215.0181
SA | S2 | Riverland | Solar | 42.8153 | 33.6931 | 33.8502 | 36.3333 | 30.9381 | 32.8423 | 34.5281 | 1763.6312 | 1855.025 | 2204.7042 | 1751.9993 | 1940.8646 | 2396.9204 | 1815.8715 | 1897.2986 | 2053.7998 | 2045.6744 | 6384.497 | 5974.3901 | 5805.8256 | 6381.5238 | 6252.693 | 6345.6777 | 6492.591 | 5617.9893
SA | S3 | Mid-North SA | Solar | 0 | 0.0010015 | 0.00097189 | 0.0010171 | 0.00089048 | 0.00093665 | 0.00095571 | 0.0038677 | 0.11158 | 0.11823 | 0.11295 | 0.11005 | 0.1197 | 1668.0754 | 1773.2494 | 1929.2048 | 1852.8419 | 2076.23 | 2013.3616 | 1949.9766 | 2051.5398 | 2059.03 | 2003.4252 | 2125.1335 | 1943.1017
SA | S4 | Yorke Peninsula | Solar | 0 | 0 | 0 | 0 | 0 | 0 | 0 | 0 | 0 | 0 | 0 | 0 | 0 | 0 | 0 | 0 | 0 | 0 | 0 | 0 | 0 | 0 | 0 | 0 | 0
SA | S5 | Northern SA | Solar | 728.7119 | 478.2248 | 506.0863 | 529.3745 | 569.8291 | 557.472 | 554.8405 | 548.6593 | 1536.3913 | 1734.68 | 1451.901 | 1545.0758 | 1831.5409 | 4283.9819 | 4585.3869 | 4958.745 | 4801.2459 | 5246.9854 | 4977.2017 | 4881.4393 | 4855.2222 | 4744.2731 | 4945.4208 | 5074.997 | 4292.494
SA | S6 | Leigh Creek | Solar | 0 | 1849.9484 | 1973.693 | 2161.5256 | 4867.703 | 4928.3784 | 10572.563 | 10783.086 | 11091.964 | 12566.122 | 9958.123 | 11494.874 | 13995.453 | 12132.357 | 12434.22 | 13303.624 | 13492.786 | 25606.92 | 23119.418 | 37912.91 | 41695.83 | 42068.65 | 41452.312 | 43029.15 | 48884.707
SA | S7 | Roxby Downs | Solar | 0 | 949.2931 | 989.5144 | 1039.4458 | 1060.5261 | 1029.3795 | 1053.1952 | 2971.9475 | 4968.98 | 5862.8374 | 4785.296 | 5311.014 | 6534.0117 | 5080.069 | 5175.9004 | 5620.8506 | 5615.757 | 5880.4766 | 5474.845 | 5468.926 | 5832.528 | 5769.923 | 6089.3906 | 6186.3438 | 5361.5005
SA | S8 | Eastern Eyre Peninsula | Solar | 0 | 0.00047804 | 0.00044998 | 0.00047956 | 0.00040181 | 0.00043401 | 0.00050424 | 0.00075175 | 0.0012344 | 0.0013156 | 0.0013142 | 0.0012113 | 0.0013375 | 0.0014281 | 0.0015756 | 0.0017345 | 0.0016356 | 0.0052412 | 0.0052526 | 1351.8359 | 1361.422 | 1377.1051 | 1339.1105 | 1453.1033 | 1358.2441
SA | S9 | Western Eyre Peninsula | Solar | 0 | 112.8569 | 114.0777 | 118.8996 | 106.3561 | 111.1292 | 116.2195 | 1745.7301 | 2098.337 | 2546.5496 | 2058.6875 | 2194.9163 | 2726.822 | 2149.2024 | 2208.6062 | 2505.9246 | 2392.7485 | 5616.8413 | 5317.4087 | 5321.133 | 5612.392 | 5505.5396 | 5792.87 | 5982.963 | 5175.9053
TAS | T1 | North East Tasmania | Solar | 0 | 0.00014724 | 0.00017376 | 0.00031198 | 0.0003633 | 0.00056986 | 480.1609 | 442.0324 | 1887.0444 | 2003.6823 | 1866.437 | 2015.9917 | 2030.659 | 1578.2656 | 1783.6638 | 1981.8417 | 1884.3615 | 1933.1456 | 2072.5154 | 2248.9534 | 2348.143 | 2078.714 | 2068.9019 | 2288.8372 | 2154.0916
TAS | T2 | North West Tasmania | Solar | 0 | 0.00010232 | 0.00020346 | 0.00020971 | 0.00020933 | 0.0003094 | 28.2117 | 26.4961 | 203.3821 | 229.9798 | 204.4098 | 216.4175 | 221.551 | 171.722 | 204.975 | 192.9446 | 186.6163 | 185.3712 | 207.8594 | 193.1069 | 201.2539 | 184.3232 | 174.9907 | 203.2862 | 11872.019
TAS | T3 | Central Highlands | Solar | 0 | 0.00012309 | 0.00014827 | 0.00024814 | 0.00032731 | 0.00041468 | 0.008492 | 218.7678 | 833.3467 | 889.1446 | 808.5721 | 837.3867 | 859.6807 | 680.4796 | 705.0869 | 9228.755 | 8945.445 | 9286.565 | 9924.539 | 9523.108 | 9804.721 | 9320.09 | 8703.361 | 9033.982 | 10994.437
Region | REZ | REZ Name | Technology | 2024-25 | 2025-26 | 2026-27 | 2027-28 | 2028-29 | 2029-30 | 2030-31 | 2031-32 | 2032-33 | 2033-34 | 2034-35 | 2035-36 | 2036-37 | 2037-38 | 2038-39 | 2039-40 | 2040-41 | 2041-42 | 2042-43 | 2043-44 | 2044-45 | 2045-46 | 2046-47 | 2047-48 | 2048-49
QLD | Q1 | Far North QLD | Wind | 1006.7489 | 6571.5229 | 6722.2733 | 7133.8596 | 7437.4601 | 14283.7294 | 27387.4092 | 35039.4746 | 32786.2318 | 30647.8845 | 38669.4094 | 40597.3223 | 43185.5493 | 44552.7655 | 51125.948 | 58624.6564 | 61998.9575 | 59197.0404 | 53300.9534 | 54510.8338 | 60753.7903 | 97392.9673 | 91974.9387 | 111748.968 | 113566.0396
QLD | Q2 | North Qld Clean Energy Hub | Wind | 115.3482 | 8517.4742 | 8779.3705 | 10008.552 | 10775.264 | 13712.5251 | 14542.1277 | 15527.0147 | 14425.8043 | 13767.3089 | 14520.5737 | 15517.5703 | 14470.7641 | 14496.6917 | 14892.2311 | 14904.9511 | 15652.7026 | 14782.9209 | 13746.0181 | 14146.2098 | 15514.12 | 14332.0656 | 20003.212 | 20298.925 | 20754.3644
QLD | Q3 | Northern Qld | Wind | 0 | 0 | 0 | 0 | 0 | 0 | 0 | 0 | 0 | 0 | 0 | 0 | 0 | 0 | 0 | 0 | 0 | 0 | 0 | 0 | 0 | 0 | 0 | 0 | 0
QLD | Q4 | Isaac | Wind | 0 | 0.002335 | 0.0023102 | 1889.5427 | 2044.9769 | 2232.19 | 2427.1356 | 2679.9687 | 2416.5679 | 2440.8306 | 2508.1685 | 2473.7146 | 2452.7136 | 2406.8145 | 2468.3975 | 2539.3863 | 2763.0438 | 2538.747 | 8803.8383 | 8927.7334 | 9184.8458 | 8753.9565 | 8869.021 | 8702.6706 | 9254.0618
QLD | Q5 | Barcaldine | Wind | 0 | 0.0027362 | 0.0028238 | 170.4838 | 190.1066 | 179.5977 | 212.5393 | 220.7949 | 1006.9375 | 1004.1839 | 1102.5884 | 1136.6615 | 1068.6752 | 1091.5344 | 1058.7715 | 1133.332 | 1137.3174 | 1178.7153 | 1116.0966 | 1089.5332 | 1168.6277 | 1088.9134 | 2334.8929 | 2216.6529 | 2446.0565
QLD | Q6 | Fitzroy | Wind | 0 | 2054.678 | 1858.6053 | 1955.7008 | 2366.9672 | 2430.172 | 2441.5966 | 2486.4804 | 2465.3836 | 2440.0642 | 2517.461 | 2387.9744 | 2318.2058 | 3964.8327 | 4098.2819 | 3917.0298 | 4004.9438 | 3984.4118 | 6493.6126 | 6459.9981 | 6403.9378 | 6215.1853 | 12968.384 | 12867.2232 | 12640.6046
QLD | Q7 | Wide Bay | Wind | 0 | 0.00046103 | 0.00046578 | 0.00044795 | 0.0010812 | 0.0061448 | 0.0059153 | 0.0058179 | 0.0056414 | 0.0062218 | 0.0058443 | 0.0057107 | 0.0052842 | 0.021101 | 0.023027 | 0.020075 | 0.019659 | 0.020899 | 0.020322 | 0.018123 | 0.02037 | 0.017716 | 2392.5533 | 2452.4513 | 2457.2626
QLD | Q8 | Darling Downs | Wind | 2531.6841 | 5740.3592 | 5658.4916 | 9084.4474 | 9953.243 | 11097.2435 | 11576.8951 | 11152.2567 | 16853.8287 | 23574.375 | 25850.7408 | 27142.3768 | 26909.8558 | 27211.2735 | 26545.8275 | 26837.7652 | 25474.2585 | 27359.0074 | 40524.2807 | 39250.1759 | 40692.3985 | 40219.1635 | 42871.7236 | 41180.4912 | 41879.6082
QLD | Q9 | Banana | Wind | 0 | 0.00072048 | 0.00072106 | 0.00083881 | 0.0008835 | 0.0014766 | 0.0014581 | 0.0017246 | 0.0022513 | 0.0029383 | 0.0053598 | 0.0051823 | 0.004985 | 0.005704 | 0.0058651 | 0.0052487 | 0.00544 | 0.0059678 | 0.018202 | 0.017139 | 0.018861 | 0.017166 | 2170.9051 | 2120.6186 | 2144.282
NSW | N1 | North West NSW | Wind | 0 | 0 | 0 | 0 | 0 | 0 | 0 | 0 | 0 | 0 | 0 | 0 | 0 | 0 | 0 | 0 | 0 | 0 | 0 | 0 | 0 | 0 | 0 | 0 | 0
NSW | N2 | New England | Wind | 1334.0345 | 2162.4151 | 2958.1643 | 3329.8103 | 5890.6239 | 8026.3531 | 9227.5668 | 9001.5659 | 9824.0749 | 9697.282 | 11881.5128 | 11897.6382 | 13059.0937 | 16083.9582 | 15204.9117 | 14314.0822 | 13646.9752 | 14714.7893 | 14263.8344 | 13259.771 | 14199.2102 | 14672.635 | 21005.218 | 18455.4994 | 18234.8694
NSW | N3 | Central-West Orana | Wind | 381.9359 | 4441.8882 | 4712.9488 | 4926.3491 | 5137.9643 | 8006.4146 | 8050.8185 | 7752.8306 | 8346.3417 | 8087.1308 | 7997.7083 | 8431.4108 | 8741.4468 | 8890.2382 | 8328.8661 | 8224.4718 | 7978.8674 | 8458.9934 | 8167.031 | 8129.6953 | 8623.3314 | 8771.3713 | 8938.7473 | 8282.8329 | 8181.0606
NSW | N4 | Broken Hill | Wind | 505.1701 | 619.2966 | 704.1788 | 685.8452 | 685.2533 | 717.0459 | 720.6169 | 748.1436 | 738.7554 | 720.9881 | 693.4886 | 746.5079 | 765.1087 | 707.3791 | 756.2177 | 740.3646 | 752.7458 | 739.3261 | 709.8889 | 168.3136 | 184.2832 | 182.4323 | 177.0223 | 186.161 | 181.71
NSW | N5 | South West NSW | Wind | 0 | 0.0019512 | 0.0024559 | 0.0024658 | 0.0020304 | 0.0022585 | 0.0025481 | 0.0026643 | 0.002452 | 0.0025764 | 0.002452 | 0.0024662 | 0.0026217 | 0.0023395 | 0.0027091 | 0.0031212 | 0.0033111 | 0.0035252 | 0.0035453 | 0.0036286 | 0.0037268 | 0.0036969 | 0.0035487 | 0.0062065 | 0.0064553
NSW | N6 | Wagga Wagga | Wind | 0 | 0.00042665 | 0.00045578 | 0.00045745 | 0.0004255 | 0.00065266 | 0.00080388 | 0.0010236 | 0.00096998 | 0.0010302 | 0.0009208 | 0.00093383 | 0.00099241 | 0.001591 | 0.0017007 | 0.0018682 | 0.0020723 | 0.0022628 | 0.0023244 | 0.0021905 | 0.0022955 | 0.0023773 | 0.0031029 | 0.003783 | 0.0034122
NSW | N7 | Tumut | Wind | 0 | 0 | 0 | 0 | 0 | 0 | 0 | 0 | 0 | 0 | 0 | 0 | 0 | 0 | 0 | 0 | 0 | 0 | 0 | 0 | 0 | 0 | 0 | 0 | 0
NSW | N8 | Cooma-Monaro | Wind | 313.8293 | 1631.8325 | 1822.3058 | 1681.7613 | 1677.26 | 1692.0488 | 1786.284 | 1832.4377 | 1719.1913 | 1807.9046 | 1715.9839 | 1850.3034 | 1827.6933 | 1789.2184 | 1772.7425 | 1992.9861 | 1801.8682 | 1672.5953 | 1774.9951 | 1689.1222 | 1864.6849 | 1767.2053 | 2693.0337 | 2612.3245 | 2759.8345
NSW | N9 | Hunter-Central Coast | Wind | 0 | 7831.7907 | 8322.6299 | 16044.9119 | 17034.5449 | 15194.3404 | 15990.0501 | 15539.4903 | 15931.3926 | 17044.246 | 16149.855 | 17135.9351 | 17736.3548 | 19894.8255 | 17831.3131 | 18570.2653 | 18022.0465 | 17706.4095 | 19024.2951 | 18074.6568 | 19644.7086 | 19659.6287 | 21471.5381 | 18878.8033 | 19632.0439
VIC | V1 | Ovens Murray | Wind | 0 | 0 | 0 | 0 | 0 | 0 | 0 | 0 | 0 | 0 | 0 | 0 | 0 | 0 | 0 | 0 | 0 | 0 | 0 | 0 | 0 | 0 | 0 | 0 | 0
VIC | V2 | Murray River | Wind | 0 | 0 | 0 | 0 | 0 | 0 | 0 | 0 | 0 | 0 | 0 | 0 | 0 | 0 | 0 | 0 | 0 | 0 | 0 | 0 | 0 | 0 | 0 | 0 | 0
VIC | V3 | Western Victoria | Wind | 4984.7118 | 4812.5861 | 5193.826 | 10147.261 | 10100.4995 | 11160.9642 | 10333.4687 | 11487.1403 | 10628.643 | 10991.6461 | 9891.9079 | 10602.6652 | 11035.2464 | 9755.1537 | 10675.253 | 9992.2617 | 10781.0782 | 10104.2387 | 10293.5827 | 9885.2626 | 9706.5095 | 9939.5599 | 9430.7108 | 9877.7209 | 9230.3364
VIC | V4 | South West Victoria | Wind | 5738.0302 | 8475.5697 | 9267.5072 | 11495.8841 | 12066.3783 | 18085.7108 | 21438.992 | 24376.9062 | 21829.5746 | 22968.4743 | 22316.1745 | 23839.4404 | 25051.8719 | 21184.4094 | 23011.7909 | 21096.1876 | 22918.0875 | 20652.4339 | 21143.5261 | 21640.888 | 23271.5394 | 21719.4358 | 19774.6988 | 21578.7934 | 20157.1057
VIC | V5 | Gippsland | Wind | 0 | 1896.0069 | 1943.923 | 3714.2877 | 3597.6991 | 3499.2663 | 3176.2802 | 3527.5368 | 3289.6885 | 3396.9136 | 3238.9497 | 3288.9387 | 3741.3765 | 3178.3015 | 3356.3407 | 3137.4748 | 3415.6897 | 3252.1406 | 3299.7606 | 3377.5987 | 3464.9396 | 3848.0909 | 3536.5524 | 3713.2445 | 3530.7136
VIC | V6 | Central North VIC | Wind | 0 | 655.4117 | 745.6435 | 720.3144 | 692.3268 | 689.4376 | 652.0359 | 694.6518 | 713.5719 | 735.1305 | 639.3902 | 715.5731 | 728.4192 | 629.3883 | 678.6354 | 652.6668 | 681.8777 | 707.9867 | 717.7991 | 656.0189 | 742.9237 | 747.2798 | 689.8293 | 739.7316 | 713.1368
SA | S1 | South East SA | Wind | 665.2554 | 975.8534 | 1156.5606 | 1166.2829 | 1060.4057 | 2419.2131 | 2925.6118 | 3252.6939 | 2948.3435 | 3188.2179 | 2838.5255 | 3041.8765 | 3363.9304 | 2744.516 | 2742.6291 | 2803.5591 | 3014.4911 | 3698.5372 | 3606.0325 | 3534.7033 | 3972.5955 | 3972.9034 | 3783.5985 | 7470.9763 | 7612.5544
SA | S2 | Riverland | Wind | 0 | 0.00053038 | 0.00078882 | 0.0008111 | 0.00070672 | 0.0011905 | 0.0020124 | 0.0021822 | 0.0018809 | 0.0021201 | 0.0018875 | 0.0021076 | 0.0021684 | 0.0028272 | 0.0031827 | 0.0033757 | 0.0036311 | 0.0057827 | 0.0060305 | 0.0058833 | 0.0066878 | 0.0062324 | 0.0063434 | 0.016789 | 0.018929
SA | S3 | Mid-North SA | Wind | 3976.7579 | 2734.3958 | 3532.4459 | 3468.8893 | 3512.2008 | 6246.7851 | 6580.0466 | 7070.5743 | 6435.8426 | 6766.6238 | 5845.9338 | 6806.8661 | 6519.5951 | 5475.4336 | 5750.344 | 5061.0729 | 5391.0615 | 13474.2505 | 13717.1053 | 12700.4081 | 14870.8807 | 13745.4787 | 13180.1751 | 13690.8448 | 12786.2922
SA | S4 | Yorke Peninsula | Wind | 237.0609 | 150.6265 | 189.9159 | 191.468 | 199.269 | 0.0030873 | 845.4064 | 971.1088 | 865.9813 | 997.3068 | 821.3942 | 999.349 | 1025.0061 | 832.149 | 888.9873 | 910.3911 | 1025.2136 | 923.9226 | 937.1584 | 904.9044 | 1078.4966 | 990.5218 | 979.543 | 1010.6072 | 3239.7386
SA | S5 | Northern SA | Wind | 1276.7689 | 911.7666 | 1098.5206 | 1089.1588 | 1092.0377 | 1044.4051 | 1117.1424 | 1123.1851 | 1032.5357 | 1150.7639 | 1021.051 | 1151.18 | 1251.5096 | 1073.6163 | 1119.2583 | 1180.3855 | 1176.8581 | 1085.5342 | 1106.1621 | 1105.6217 | 1210.4827 | 572.8671 | 488.3555 | 483.4497 | 483.0731
SA | S6 | Leigh Creek | Wind | 0 | 1371.022 | 1578.6125 | 4059.8633 | 7997.4414 | 10685.8452 | 12630.0467 | 12873.2858 | 12567.5391 | 12852.1664 | 11323.2751 | 12443.9846 | 12845.8683 | 23592.9566 | 23315.89 | 24215.5466 | 24426.5505 | 24593.4365 | 23499.8476 | 22645.2657 | 24280.6026 | 23640.5686 | 26134.9604 | 28773.5987 | 40461.0664
SA | S7 | Roxby Downs | Wind | 0 | 0 | 0 | 0 | 0 | 0 | 0 | 0 | 0 | 0 | 0 | 0 | 0 | 0 | 0 | 0 | 0 | 0 | 0 | 0 | 0 | 0 | 0 | 0 | 0
SA | S8 | Eastern Eyre Peninsula | Wind | 298.7055 | 206.3217 | 264.7325 | 254.3721 | 285.1772 | 1601.2596 | 1706.8994 | 1937.2907 | 1710.2906 | 1863.8541 | 1598.0607 | 1793.8325 | 1802.7744 | 4090.7677 | 4315.1609 | 4434.5853 | 4995.4054 | 4431.3725 | 4420.15 | 4223.5249 | 4926.3402 | 4556.4054 | 5736.9892 | 5908.3157 | 5710.2117
SA | S9 | Western Eyre Peninsula | Wind | 0 | 1905.1467 | 2966.9617 | 2934.0555 | 2991.4618 | 2888.5233 | 3521.0446 | 3976.262 | 3564.75 | 3802.1418 | 3276.8861 | 3935.3038 | 3909.7543 | 3432.9618 | 3567.6681 | 3688.7065 | 4143.4644 | 3825.3698 | 3749.4362 | 3604.4274 | 4187.3214 | 3904.5802 | 3913.2624 | 3974.2669 | 3781.9629
TAS | T1 | North East Tasmania | Wind | 500.7976 | 567.0109 | 538.5146 | 556.0744 | 523.2253 | 5236.8185 | 4144.0249 | 4511.6439 | 4144.3707 | 4185.3925 | 4269.5463 | 4147.9366 | 4778.5689 | 3646.6872 | 4025.999 | 4642.619 | 5191.9251 | 4615.479 | 4655.3259 | 5075.0339 | 4796.235 | 4698.7751 | 4907.559 | 5321.2727 | 11863.9602
TAS | T2 | North West Tasmania | Wind | 837.4634 | 890.6876 | 952.4122 | 962.1253 | 838.6768 | 1407.1512 | 18641.7167 | 24212.3094 | 28027.2467 | 26114.4326 | 26234.7367 | 28215.5126 | 29722.1492 | 32147.9226 | 35922.1365 | 32161.7854 | 35458.4334 | 33450.318 | 31087.2788 | 32911.0238 | 34934.6692 | 33002.1297 | 35259.986 | 37298.7257 | 36194.7147
TAS | T3 | Central Highlands | Wind | 475.0256 | 533.2027 | 1838.9039 | 5636.9468 | 12990.6917 | 17817.9236 | 18110.0557 | 21401.0018 | 21666.9037 | 20744.3853 | 22282.4834 | 22363.3216 | 25228.2882 | 31430.2838 | 33807.1444 | 30200.358 | 32478.1882 | 29723.8557 | 28539.7532 | 31001.3118 | 30131.3743 | 30845.978 | 32184.5654 | 33791.4118 | 29089.3716
Region | REZ | REZ Name | Technology | 2024-25 | 2025-26 | 2026-27 | 2027-28 | 2028-29 | 2029-30 | 2030-31 | 2031-32 | 2032-33 | 2033-34 | 2034-35 | 2035-36 | 2036-37 | 2037-38 | 2038-39 | 2039-40 | 2040-41 | 2041-42 | 2042-43 | 2043-44 | 2044-45 | 2045-46 | 2046-47 | 2047-48 | 2048-49
NSW | O1 | Hunter Coast | Offshore Wind | 0 | 0 | 0 | 8.2039e-05 | 8.2362e-05 | 7.5281e-05 | 0.00013224 | 0.00012313 | 0.000161 | 0.00016937 | 0.00018405 | 0.00016762 | 0.00018097 | 0.0002352 | 0.00019905 | 0.00024954 | 0.00022929 | 0.00027151 | 0.00027848 | 0.00031277 | 0.00029685 | 0.00032255 | 0.000424 | 0.00035411 | 0.00044283
NSW | O2 | Illawarra Coast | Offshore Wind | 0 | 0 | 0 | 0.00059387 | 0.00061442 | 0.00057756 | 0.0051407 | 0.005248 | 0.0049371 | 0.0052488 | 0.0049172 | 0.0049213 | 0.0047406 | 0.0053977 | 0.0052624 | 0.0052353 | 0.0055654 | 0.0053987 | 0.0053387 | 0.0052135 | 0.0053613 | 0.004969 | 0.006188 | 0.0055787 | 0.0055266
VIC | O3 | Gippsland Coast | Offshore Wind | 0 | 0 | 0 | 0.00041964 | 0.00043542 | 0.0053804 | 3258.8091 | 7189.5762 | 11443.4932 | 12131.4322 | 17546.6502 | 18419.3462 | 19750.5403 | 20727.9653 | 21044.6883 | 20108.6334 | 21692.7104 | 20426.6844 | 21396.3344 | 21914.1934 | 23069.1954 | 22280.1884 | 22371.4344 | 22509.8714 | 21833.5824
TAS | O4 | North West Tasmania Coast | Offshore Wind | 0 | 0 | 0 | 0.00017526 | 0.00021148 | 0.00033154 | 0.00052747 | 0.001005 | 0.0010454 | 0.0011027 | 0.0010431 | 0.0010738 | 0.0010815 | 0.0010815 | 0.0011913 | 0.0019611 | 0.0022093 | 0.0019568 | 0.0020156 | 0.0020391 | 0.0020915 | 0.0019428 | 0.0020559 | 0.0022912 | 0.0023544
VIC | O5 | Portland Coast | Offshore Wind | 0 | 0 | 0 | 0.00020223 | 0.00022988 | 0.00053368 | 0.0012671 | 0.0022087 | 0.0020437 | 0.0021614 | 0.0025558 | 0.0026261 | 1635.0631 | 6083.8632 | 6963.615 | 9690.6454 | 10053.2084 | 9360.2933 | 9612.8123 | 9578.8734 | 10401.0044 | 10536.1114 | 10331.1294 | 11401.3324 | 10664.5184
SA | O6 | South East SA Coast | Offshore Wind | 0 | 0 | 0 | 0.00015863 | 0.00015828 | 0.00029151 | 0.00047979 | 0.00053744 | 0.00058405 | 0.00063074 | 0.0006007 | 0.00057838 | 0.00063386 | 0.00067328 | 0.00077044 | 0.0008762 | 0.00092813 | 0.0011801 | 0.0011953 | 0.0012333 | 0.0012055 | 0.0011987 | 0.0011996 | 0.0016013 | 0.0017633

## BaseCase_REZ Capacity
Installed capacity by REZ (MW) - BaseCase, Green Energy Exports Scenario
Capacity calculated on 1 July. In early study years some wind and solar projects enter later in the financial year and are therefore reflected in the following financial year's capacity. REZ capacity includes capacity from the existing, committed and anticipated renewables mapped to the relevant REZs.
Explicitly modelled generation
Region | REZ | REZ Name | Technology | 2024-25 | 2025-26 | 2026-27 | 2027-28 | 2028-29 | 2029-30 | 2030-31 | 2031-32 | 2032-33 | 2033-34 | 2034-35 | 2035-36 | 2036-37 | 2037-38 | 2038-39 | 2039-40 | 2040-41 | 2041-42 | 2042-43 | 2043-44 | 2044-45 | 2045-46 | 2046-47 | 2047-48 | 2048-49
QLD | Q1 | Far North QLD | Solar | 0 | 0.00027587 | 0.00027699 | 0.0018893 | 1100 | 1100 | 1540.8247 | 1540.8248 | 1540.8248 | 1540.8248 | 1540.825 | 1540.825 | 1540.825 | 4906.1416 | 4906.1416 | 4906.1416 | 4906.1416 | 4906.1416 | 8043.2134 | 10544.729 | 10544.729 | 15033.32 | 26413.084 | 26413.084 | 27376.643
QLD | Q2 | North Qld Clean Energy Hub | Solar | 83 | 83.0002 | 83.0002 | 83.001 | 1440.5231 | 3225.2678 | 3225.2678 | 3225.2678 | 3432.0046 | 3432.0046 | 3432.005 | 3432.005 | 3432.005 | 3382.005 | 3382.005 | 3382.005 | 3382.005 | 3382.005 | 3669.893 | 4290.56 | 4290.56 | 4290.56 | 5689.1187 | 5689.1187 | 5671.1187
QLD | Q3 | Northern Qld | Solar | 513.997 | 513.9972 | 513.9972 | 513.9975 | 513.9978 | 514.0006 | 514.0006 | 514.0006 | 884.0627 | 884.0629 | 1903.6572 | 1903.6572 | 1903.6572 | 1903.6572 | 1903.6572 | 1903.6572 | 1903.6572 | 2209.6219 | 3770.997 | 3642.997 | 3642.997 | 3642.997 | 3642.997 | 3532.597 | 3532.597
QLD | Q4 | Isaac | Solar | 684.9 | 684.9002 | 684.9002 | 684.9003 | 684.9004 | 684.9008 | 684.9019 | 684.9019 | 684.9041 | 684.9041 | 684.9041 | 684.9041 | 684.9041 | 684.9042 | 684.9042 | 684.9042 | 684.9042 | 796.5916 | 796.5917 | 796.5917 | 754.0917 | 1279.5091 | 1359.1448 | 1359.1448 | 900.2448
QLD | Q5 | Barcaldine | Solar | 14 | 14.0002 | 14.0002 | 14.0016 | 44.0702 | 80.4462 | 82.2751 | 82.2751 | 289.627 | 289.627 | 289.6271 | 289.6271 | 289.6271 | 329.1469 | 329.1469 | 329.1469 | 329.1469 | 366.611 | 366.6111 | 401.7752 | 401.7752 | 401.7753 | 827.1583 | 827.1583 | 853.1184
QLD | Q6 | Fitzroy | Solar | 401.5 | 401.5002 | 401.5002 | 401.5003 | 401.5004 | 401.5013 | 401.5023 | 401.5048 | 571.5895 | 571.5896 | 571.5896 | 571.5896 | 571.5896 | 870.4323 | 870.4323 | 870.4323 | 870.4324 | 1526.264 | 7934.5 | 7934.5 | 7934.5 | 7934.5 | 7934.5 | 7934.5 | 7934.5
QLD | Q7 | Wide Bay | Solar | 607.83 | 607.8302 | 607.8302 | 607.8302 | 607.8304 | 607.831 | 607.8346 | 615.4199 | 781.2987 | 1210.0449 | 1210.045 | 1210.045 | 1210.045 | 1251.9805 | 1251.9805 | 1305.7237 | 1305.7237 | 2807.8298 | 2807.8307 | 2807.831 | 2807.831 | 2807.8315 | 2807.8315 | 2585.3315 | 2585.3315
QLD | Q8 | Darling Downs | Solar | 1476.558 | 1476.5582 | 1476.5582 | 1476.5583 | 1476.5585 | 1476.5588 | 1476.5609 | 2529.3566 | 5292.6303 | 5991.606 | 8292.0917 | 8292.0917 | 8171.0917 | 8283.429 | 8283.429 | 8283.429 | 8283.429 | 8347.558 | 8347.558 | 11979.317 | 11820.717 | 11788.613 | 11539.259 | 11139.259 | 11104.759
QLD | Q9 | Banana | Solar | 0 | 0.00013909 | 0.00013962 | 0.00023591 | 0.00034412 | 0.00083098 | 0.0014825 | 1245.2408 | 1245.241 | 1245.241 | 1245.2411 | 1245.2411 | 1245.2411 | 1252.4176 | 1252.4176 | 2219.9934 | 5677.1304 | 6100 | 6100 | 6100 | 6100 | 6100 | 6100 | 6100 | 6100
NSW | N1 | North West NSW | Solar | 166 | 166.0002 | 166.0002 | 166.0002 | 166.0002 | 234.5272 | 234.5272 | 697.8655 | 725.215 | 725.215 | 725.215 | 725.215 | 725.215 | 725.2152 | 725.2152 | 2478.179 | 2478.179 | 2575.847 | 2575.847 | 2779.9617 | 2779.9617 | 2779.9617 | 2768.4792 | 2768.4792 | 2768.4792
NSW | N2 | New England | Solar | 555 | 555.0004 | 748.6542 | 1348.4791 | 1918.2002 | 1918.2002 | 1918.2002 | 1918.2002 | 2774.8137 | 2774.8137 | 2774.8137 | 2774.8137 | 2774.8137 | 2774.814 | 2774.8142 | 3540 | 3540 | 3540 | 3540 | 3520 | 3520 | 3520 | 3520 | 3520 | 3520
NSW | N3 | Central-West Orana | Solar | 902.095 | 6659.0877 | 6659.0877 | 6659.0877 | 6659.088 | 7752.095 | 7752.095 | 11051.156 | 11051.156 | 11051.156 | 11051.156 | 11051.156 | 11051.156 | 11051.156 | 11051.156 | 11361.974 | 11361.974 | 11361.974 | 11259.949 | 11370.022 | 11370.022 | 11370.022 | 11550.378 | 11550.378 | 11500.378
NSW | N4 | Broken Hill | Solar | 53 | 53.0001 | 53.0002 | 53.0005 | 53.0005 | 53.0005 | 53.0005 | 151.9043 | 151.9044 | 151.9044 | 151.9044 | 151.9044 | 151.9044 | 252.0375 | 252.0375 | 252.0375 | 252.0375 | 252.0375 | 252.0375 | 349.3897 | 349.3897 | 349.3897 | 349.3897 | 349.3897 | 368.8613
NSW | N5 | South West NSW | Solar | 1500.4 | 1500.4 | 1500.4001 | 1500.4003 | 1500.4003 | 1500.4003 | 1500.4003 | 1500.4014 | 1500.4014 | 1500.4014 | 1500.4014 | 1500.4014 | 1500.4014 | 1500.4037 | 1350.1037 | 1626.8645 | 1626.8645 | 1997.1403 | 1997.1403 | 2204.6346 | 2204.6346 | 2204.6346 | 2204.6347 | 2276.5142 | 2423.6544
NSW | N6 | Wagga Wagga | Solar | 663.028 | 663.0286 | 663.0286 | 663.0286 | 663.0286 | 663.0286 | 663.0286 | 663.0287 | 663.0291 | 663.0291 | 663.0291 | 663.0291 | 663.0291 | 663.0331 | 663.0331 | 663.0331 | 663.0331 | 663.039 | 663.039 | 663.1133 | 663.1133 | 663.1133 | 663.1133 | 663.1134 | 674.2944
NSW | N7 | Tumut | Solar | 0 | 0 | 0 | 0 | 0 | 0 | 0 | 0 | 0 | 0 | 0 | 0 | 0 | 0 | 0 | 0 | 0 | 0 | 0 | 0 | 0 | 0 | 0 | 0 | 0
NSW | N8 | Cooma-Monaro | Solar | 0 | 0 | 0 | 0 | 0 | 0 | 0 | 0 | 0 | 0 | 0 | 0 | 0 | 0 | 0 | 0 | 0 | 0 | 0 | 0 | 0 | 0 | 0 | 0 | 0
NSW | N9 | Hunter-Central Coast | Solar | 0 | 1110.5146 | 1110.5146 | 1110.5146 | 1110.5146 | 1110.5146 | 1110.5146 | 1128.9303 | 1161.122 | 1161.122 | 1161.122 | 1161.122 | 1161.122 | 1161.122 | 1161.1221 | 1161.1224 | 1161.1228 | 3121.3694 | 3121.3699 | 4970.195 | 4970.195 | 4970.195 | 4970.195 | 4970.195 | 4970.195
VIC | V1 | Ovens Murray | Solar | 0 | 599.9376 | 599.9376 | 990.1008 | 1000.0001 | 1000.0001 | 1000.0001 | 1000.0001 | 2081.3796 | 2081.3796 | 2104.8257 | 2104.8257 | 2104.8257 | 2224.8271 | 2224.8271 | 2224.8271 | 2224.8271 | 2224.8274 | 2224.8274 | 2224.8274 | 2224.8274 | 2224.8274 | 2224.8274 | 2224.8274 | 2224.8276
VIC | V2 | Murray River | Solar | 679.093 | 1131.5386 | 1131.5386 | 2555.4248 | 5258.13 | 5379.093 | 5379.093 | 5379.093 | 6717.469 | 6717.469 | 6802.089 | 6802.089 | 6802.089 | 6802.089 | 6802.089 | 6802.089 | 6802.089 | 6802.089 | 6802.089 | 6802.089 | 6802.089 | 6770.986 | 6770.986 | 6770.986 | 6882.9016
VIC | V3 | Western Victoria | Solar | 0 | 0.0015066 | 0.0015113 | 0.0029201 | 0.0029253 | 0.0029278 | 0.0029308 | 0.0029321 | 400 | 400 | 400 | 400 | 400 | 400 | 400 | 400.0001 | 400.0001 | 400.0001 | 400.0001 | 400.0001 | 400.0001 | 400.0001 | 400.0001 | 400.0002 | 400.0002
VIC | V4 | South West Victoria | Solar | 0 | 0 | 0 | 0 | 0 | 0 | 0 | 0 | 0 | 0 | 0 | 0 | 0 | 0 | 0 | 0 | 0 | 0 | 0 | 0 | 0 | 0 | 0 | 0 | 0
VIC | V5 | Gippsland | Solar | 0 | 0.0012048 | 0.001207 | 249.4709 | 271.9664 | 271.9664 | 271.9664 | 271.9664 | 500 | 500 | 500.0001 | 500.0001 | 500.0001 | 500.0001 | 500.0001 | 500.0001 | 500.0002 | 500.0002 | 500.0002 | 500.0003 | 500.0004 | 500.0004 | 500.0004 | 500.0004 | 500.0005
VIC | V6 | Central North VIC | Solar | 402.48 | 772.705 | 772.705 | 1225.728 | 2102.48 | 2102.48 | 2102.48 | 2102.48 | 2102.4801 | 2102.4801 | 2102.4801 | 2102.4801 | 2102.4801 | 2102.4801 | 2102.4801 | 2102.4801 | 2102.4802 | 2102.4802 | 2102.4802 | 2102.4804 | 1992.0004 | 1992.0004 | 1992.0004 | 1992.0004 | 1992.003
SA | S1 | South East SA | Solar | 155.16 | 155.1603 | 155.1603 | 155.1603 | 155.1603 | 155.1603 | 155.1603 | 155.1605 | 155.1607 | 155.1607 | 155.1607 | 155.1607 | 155.1607 | 155.161 | 155.161 | 155.1611 | 155.1611 | 155.1634 | 155.1634 | 155.1718 | 155.1718 | 155.1718 | 155.1719 | 155.1719 | 155.1719
SA | S2 | Riverland | Solar | 25.26 | 25.2621 | 25.2621 | 25.2622 | 25.2622 | 25.2622 | 25.2622 | 1325.5489 | 1372.8263 | 1372.8263 | 1372.8266 | 1372.8266 | 1372.8266 | 1530.3403 | 1530.3403 | 1530.3403 | 1530.3403 | 4007.38 | 4007.38 | 4007.3802 | 4007.3802 | 4000.0002 | 4000.0002 | 4000.0002 | 4000.0002
SA | S3 | Mid-North SA | Solar | 0 | 0.00075003 | 0.00075039 | 0.00075126 | 0.00075634 | 0.00075713 | 0.00076108 | 0.0030437 | 0.085523 | 0.085524 | 0.085537 | 0.085537 | 0.085537 | 1300 | 1300 | 1300 | 1300 | 1300.0001 | 1300.0001 | 1300.0001 | 1300.0001 | 1300.0001 | 1300.0001 | 1300.0001 | 1300.0002
SA | S4 | Yorke Peninsula | Solar | 0 | 0 | 0 | 0 | 0 | 0 | 0 | 0 | 0 | 0 | 0 | 0 | 0 | 0 | 0 | 0 | 0 | 0 | 0 | 0 | 0 | 0 | 0 | 0 | 0
SA | S5 | Northern SA | Solar | 349.2 | 349.2011 | 349.2011 | 349.2011 | 349.2011 | 349.2011 | 349.2011 | 349.2025 | 1025.3086 | 1025.3086 | 1025.3086 | 1025.3086 | 1025.3086 | 3249.2 | 3249.2 | 3249.2 | 3249.2 | 3249.2 | 3249.2 | 3249.2 | 2979.2 | 2979.2 | 2979.2 | 2900 | 2900.0002
SA | S6 | Leigh Creek | Solar | 0 | 1299.415 | 1299.415 | 1306.6108 | 3036.4282 | 3036.4282 | 6292.702 | 6500 | 6500 | 6500 | 6500 | 6500 | 6500 | 7414.0454 | 7414.0454 | 7414.0454 | 7414.0454 | 12649.976 | 12649.976 | 20897.88 | 20897.88 | 20897.88 | 20897.88 | 20897.88 | 26900.898
SA | S7 | Roxby Downs | Solar | 0 | 670.1451 | 670.1451 | 670.1451 | 707.9076 | 707.9076 | 719.1658 | 1933.4911 | 3132.069 | 3132.069 | 3201.4573 | 3201.4573 | 3201.4573 | 3400 | 3400 | 3400 | 3400 | 3400 | 3400 | 3400 | 3400 | 3400 | 3400 | 3400 | 3402.5474
SA | S8 | Eastern Eyre Peninsula | Solar | 0 | 0.00037056 | 0.00037093 | 0.00037159 | 0.00037593 | 0.00037744 | 0.00042034 | 0.00063705 | 0.0010349 | 0.0010379 | 0.0010414 | 0.0010415 | 0.0010419 | 0.0013803 | 0.0013819 | 0.0013909 | 0.001394 | 0.0041718 | 0.0041736 | 1025.6687 | 1025.6687 | 1025.6687 | 1025.6687 | 1025.6687 | 1025.6687
SA | S9 | Western Eyre Peninsula | Solar | 0 | 76.5181 | 76.5181 | 76.5181 | 76.5181 | 76.5181 | 76.5181 | 1355.7885 | 1660.2804 | 1660.2804 | 1660.2804 | 1660.2804 | 1660.2804 | 1880.1606 | 1880.1606 | 1880.1606 | 1880.1606 | 4000 | 4000 | 4000 | 4000 | 4000 | 4000 | 4000 | 4000.0002
TAS | T1 | North East Tasmania | Solar | 0 | 0.00010367 | 0.00011716 | 0.00019478 | 0.00027901 | 0.00038774 | 300 | 300 | 1230.2489 | 1230.2489 | 1230.2489 | 1230.2489 | 1230.2489 | 1230.249 | 1230.249 | 1431.9569 | 1431.957 | 1431.957 | 1431.957 | 1596.4811 | 1596.4811 | 1596.4811 | 1596.4811 | 1596.4811 | 1596.4816
TAS | T2 | North West Tasmania | Solar | 0 | 0 | 0.0001549 | 0.00015861 | 0.00020066 | 0.0002539 | 20.4851 | 20.4851 | 150 | 150 | 150 | 150 | 150 | 150.0001 | 150.0001 | 150.0005 | 150.0005 | 150.0005 | 150.0005 | 150.0005 | 150.0005 | 150.0005 | 150.0005 | 150.0005 | 8924.015
TAS | T3 | Central Highlands | Solar | 0 | 0 | 0.00011166 | 0.00017001 | 0.00027287 | 0.0003199 | 0.0066235 | 150 | 538.3503 | 538.3503 | 538.3503 | 538.3503 | 538.3503 | 538.3504 | 538.3504 | 6678.923 | 6678.923 | 6678.923 | 6678.923 | 6678.923 | 6678.923 | 6678.923 | 6678.923 | 6678.923 | 8469.001
Region | REZ | REZ Name | Technology | 2024-25 | 2025-26 | 2026-27 | 2027-28 | 2028-29 | 2029-30 | 2030-31 | 2031-32 | 2032-33 | 2033-34 | 2034-35 | 2035-36 | 2036-37 | 2037-38 | 2038-39 | 2039-40 | 2040-41 | 2041-42 | 2042-43 | 2043-44 | 2044-45 | 2045-46 | 2046-47 | 2047-48 | 2048-49
QLD | Q1 | Far North QLD | Wind | 330.318 | 2610.318 | 2610.318 | 2868.2144 | 2868.2144 | 5037.357 | 9036.9054 | 10429.723 | 10429.723 | 10429.723 | 12151.875 | 12151.875 | 13992.346 | 15306.694 | 15506.795 | 17892.256 | 17892.256 | 17892.256 | 17892.256 | 17711.738 | 17711.738 | 30416.42 | 30688.37 | 33970.796 | 33821
QLD | Q2 | North Qld Clean Energy Hub | Wind | 43.2 | 3313.6832 | 3313.6832 | 4053.3284 | 4053.3284 | 4743.2012 | 4743.2012 | 4743.2012 | 4743.2016 | 4743.2016 | 4743.2016 | 4743.2016 | 4743.2017 | 4743.2036 | 4743.2037 | 4743.2037 | 4743.2037 | 4743.2037 | 4743.2037 | 4743.2037 | 4743.2037 | 4700.0037 | 6986.5508 | 6986.5508 | 6986.551
QLD | Q3 | Northern Qld | Wind | 0 | 0 | 0 | 0 | 0 | 0 | 0 | 0 | 0 | 0 | 0 | 0 | 0 | 0 | 0 | 0 | 0 | 0 | 0 | 0 | 0 | 0 | 0 | 0 | 0
QLD | Q4 | Isaac | Wind | 0 | 0.001384 | 0.0013853 | 919.5147 | 919.5147 | 982.6422 | 982.6422 | 982.6431 | 982.6431 | 982.6465 | 1000.0243 | 1000.0243 | 1000.0243 | 1000.0244 | 1000.0244 | 1000.0244 | 1000.0244 | 1000.0244 | 3800 | 3800 | 3800 | 3800 | 3800 | 3800 | 3800
QLD | Q5 | Barcaldine | Wind | 0 | 0.0016482 | 0.0016498 | 98.6582 | 98.6582 | 98.6583 | 98.6584 | 98.6585 | 437.416 | 437.4162 | 488.7851 | 488.7851 | 488.7851 | 488.7851 | 488.7851 | 488.7851 | 488.7851 | 488.7853 | 488.7864 | 488.7872 | 488.7872 | 488.7872 | 1000.0037 | 1000.0037 | 1000.0038
QLD | Q6 | Fitzroy | Wind | 0 | 859.9183 | 859.9184 | 900.0003 | 900.0003 | 900.0016 | 900.0016 | 900.0016 | 900.0016 | 900.0025 | 900.0025 | 900.0025 | 900.0025 | 1498.1828 | 1498.1828 | 1498.1828 | 1498.1828 | 1498.1828 | 2580.0569 | 2580.0569 | 2580.0569 | 2580.0569 | 4940.2847 | 4940.2847 | 4940.2847
QLD | Q7 | Wide Bay | Wind | 0 | 0.00032702 | 0.00032735 | 0.00034431 | 0.00072638 | 0.0036693 | 0.0036723 | 0.0036744 | 0.0036762 | 0.003678 | 0.0036807 | 0.0036818 | 0.0036846 | 0.011779 | 0.011783 | 0.011784 | 0.011785 | 0.011787 | 0.011797 | 0.011801 | 0.011803 | 0.011811 | 1100.0002 | 1100.0003 | 1100.0003
QLD | Q8 | Darling Downs | Wind | 925.89 | 2325.8918 | 2325.8918 | 3757.8873 | 3757.8873 | 4412.1727 | 4412.1727 | 4412.1727 | 6388.9686 | 9156.4134 | 10146.22 | 10146.22 | 10146.22 | 10146.22 | 10146.22 | 10146.22 | 10146.22 | 10146.22 | 15691.156 | 15691.156 | 15238.266 | 15238.266 | 15904.362 | 15904.362 | 15904.362
QLD | Q9 | Banana | Wind | 0 | 0.00048928 | 0.00049048 | 0.00060369 | 0.00060659 | 0.00098176 | 0.00098714 | 0.0011141 | 0.0014378 | 0.0018101 | 0.003256 | 0.0032575 | 0.0032615 | 0.0032786 | 0.0032796 | 0.0032805 | 0.0032817 | 0.003377 | 0.01057 | 0.010583 | 0.010587 | 0.010605 | 900.0023 | 900.0023 | 900.0023
NSW | N1 | North West NSW | Wind | 0 | 0 | 0 | 0 | 0 | 0 | 0 | 0 | 0 | 0 | 0 | 0 | 0 | 0 | 0 | 0 | 0 | 0 | 0 | 0 | 0 | 0 | 0 | 0 | 0
NSW | N2 | New England | Wind | 442.48 | 1011.6889 | 1552.3757 | 2009.6201 | 2704.3525 | 4240.7914 | 4240.7914 | 4240.7914 | 4240.7914 | 4240.7914 | 5521.6704 | 5521.6704 | 5521.6704 | 6371.993 | 6199.513 | 6199.513 | 6199.513 | 6199.513 | 6199.513 | 5929.513 | 5929.513 | 5929.513 | 7400 | 7400 | 7400
NSW | N3 | Central-West Orana | Wind | 113.19 | 1773.1937 | 1773.1937 | 1873.1066 | 1873.1066 | 3113.19 | 3113.19 | 3113.19 | 3113.19 | 3113.19 | 3113.19 | 3113.19 | 3113.19 | 3113.19 | 3113.19 | 3113.19 | 3113.19 | 3113.19 | 3113.19 | 3113.19 | 3113.19 | 3113.19 | 3113.1902 | 3113.1902 | 3113.1902
NSW | N4 | Broken Hill | Wind | 198.94 | 274.4265 | 274.4266 | 274.4266 | 274.4266 | 274.4266 | 274.4266 | 274.4266 | 274.4266 | 274.4266 | 274.4266 | 274.4266 | 274.4266 | 274.4268 | 274.4268 | 274.4268 | 274.4268 | 274.4269 | 274.4269 | 75.4869 | 75.4869 | 75.4869 | 75.4871 | 75.4881 | 75.4881
NSW | N5 | South West NSW | Wind | 0 | 0.0012398 | 0.0014078 | 0.0014133 | 0.0014157 | 0.001447 | 0.0016522 | 0.0016719 | 0.0016757 | 0.0016765 | 0.0016777 | 0.0016793 | 0.0016813 | 0.0017742 | 0.0017767 | 0.0020538 | 0.0020568 | 0.0023245 | 0.0023257 | 0.0023342 | 0.0023367 | 0.0023396 | 0.0023743 | 0.0037092 | 0.0041097
NSW | N6 | Wagga Wagga | Wind | 0 | 0.00031331 | 0.00031446 | 0.00032045 | 0.00032483 | 0.00047978 | 0.00060214 | 0.00071695 | 0.00071821 | 0.00071852 | 0.00071875 | 0.00072046 | 0.0007247 | 0.0011908 | 0.001194 | 0.0013802 | 0.0013845 | 0.0015782 | 0.0015801 | 0.0015824 | 0.0015865 | 0.0015949 | 0.0020134 | 0.0024298 | 0.0024438
NSW | N7 | Tumut | Wind | 0 | 0 | 0 | 0 | 0 | 0 | 0 | 0 | 0 | 0 | 0 | 0 | 0 | 0 | 0 | 0 | 0 | 0 | 0 | 0 | 0 | 0 | 0 | 0 | 0
NSW | N8 | Cooma-Monaro | Wind | 113 | 585.7649 | 585.7649 | 585.765 | 585.765 | 585.765 | 585.765 | 585.765 | 585.765 | 585.765 | 585.765 | 585.765 | 585.765 | 585.7651 | 585.7651 | 641.9973 | 528.9973 | 528.9973 | 528.9973 | 528.9973 | 528.9973 | 528.9973 | 827.9062 | 832.7258 | 832.7258
NSW | N9 | Hunter-Central Coast | Wind | 0 | 3301.8708 | 3301.8708 | 6612.386 | 6612.386 | 6612.386 | 6612.386 | 6612.386 | 6612.3867 | 6612.386 | 6612.386 | 6612.386 | 6612.3867 | 7219.6963 | 7219.6963 | 7219.6963 | 7219.6963 | 7219.6963 | 7219.6963 | 7219.6963 | 7219.6963 | 7219.6963 | 7621.8755 | 7621.8755 | 7621.8755
VIC | V1 | Ovens Murray | Wind | 0 | 0 | 0 | 0 | 0 | 0 | 0 | 0 | 0 | 0 | 0 | 0 | 0 | 0 | 0 | 0 | 0 | 0 | 0 | 0 | 0 | 0 | 0 | 0 | 0
VIC | V2 | Murray River | Wind | 0 | 0 | 0 | 0 | 0 | 0 | 0 | 0 | 0 | 0 | 0 | 0 | 0 | 0 | 0 | 0 | 0 | 0 | 0 | 0 | 0 | 0 | 0 | 0 | 0
VIC | V3 | Western Victoria | Wind | 1934.5 | 2198.0604 | 2198.0604 | 4048.3152 | 4048.3152 | 4534.5 | 4534.5 | 4534.5 | 4534.5 | 4482 | 4290 | 4290 | 4290 | 4290 | 4290 | 4290 | 4290 | 4290 | 4258.95 | 4127.75 | 3815.75 | 3815.75 | 3815.75 | 3575.75 | 3547.05
VIC | V4 | South West Victoria | Wind | 2082.66 | 3591.4704 | 3591.4704 | 4671.455 | 4671.455 | 6747.8802 | 8721.7074 | 8721.7074 | 8721.7074 | 8721.7074 | 8721.7074 | 8721.7074 | 8721.7074 | 8654.5074 | 8234.5074 | 8234.5074 | 8052.8074 | 8052.8074 | 8033.3074 | 7840.7074 | 7840.7074 | 6977.1474 | 6977.1474 | 6977.1474 | 6977.1474
VIC | V5 | Gippsland | Wind | 0 | 759.8459 | 759.8459 | 1358.1471 | 1358.1471 | 1358.1472 | 1358.1472 | 1358.1472 | 1358.1472 | 1358.1472 | 1358.1472 | 1358.1472 | 1358.1472 | 1358.1472 | 1358.1472 | 1358.1472 | 1358.1472 | 1358.1472 | 1358.1472 | 1358.1472 | 1358.1472 | 1358.1472 | 1358.1472 | 1358.1472 | 1358.1472
VIC | V6 | Central North VIC | Wind | 0 | 311.8328 | 311.8328 | 311.833 | 311.833 | 311.8345 | 311.8345 | 311.8345 | 311.8346 | 311.8346 | 311.8346 | 311.8346 | 311.8346 | 311.8346 | 311.8346 | 311.8346 | 311.8346 | 311.8346 | 311.8346 | 311.8346 | 311.8346 | 311.8346 | 311.8346 | 311.8346 | 311.8346
SA | S1 | South East SA | Wind | 324.5 | 575.2442 | 575.2442 | 575.2444 | 575.2444 | 1124.5018 | 1375.961 | 1375.961 | 1375.961 | 1375.961 | 1375.961 | 1249.461 | 1249.461 | 1284.9944 | 1125.9944 | 1162.7112 | 1123.7112 | 1502.8101 | 1502.8101 | 1502.8101 | 1502.8101 | 1502.8101 | 1502.8101 | 2728.3733 | 3200
SA | S2 | Riverland | Wind | 0 | 0.00039154 | 0.00048463 | 0.00053877 | 0.00054224 | 0.00086556 | 0.0014258 | 0.0014305 | 0.0014316 | 0.0014338 | 0.0014351 | 0.0014384 | 0.0014446 | 0.0022825 | 0.0022846 | 0.0023243 | 0.0023292 | 0.0040788 | 0.0040803 | 0.0040918 | 0.0040931 | 0.0040945 | 0.0044528 | 0.010466 | 0.012553
SA | S3 | Mid-North SA | Wind | 1343.06 | 1343.0608 | 1343.061 | 1343.0616 | 1343.0616 | 2543.0606 | 2543.0664 | 2543.0664 | 2543.0664 | 2444.3664 | 2444.3664 | 2372.9664 | 2188.1664 | 2188.1665 | 2188.1665 | 1861.4665 | 1861.4665 | 5261.4598 | 5261.4598 | 5047.5998 | 5047.5998 | 4916.7998 | 4916.7998 | 4916.7998 | 4916.8
SA | S4 | Yorke Peninsula | Wind | 90.75 | 90.7509 | 90.7511 | 90.7511 | 90.7511 | 0.0017905 | 400.0018 | 400.0018 | 400.0018 | 400.0018 | 400.0018 | 400.0018 | 400.0018 | 400.0032 | 400.0032 | 400.004 | 400.004 | 400.0099 | 400.0099 | 400.0099 | 400.0099 | 400.0099 | 400.01 | 400.0399 | 1400.0003
SA | S5 | Northern SA | Wind | 422.4 | 422.4 | 422.4 | 422.4 | 422.4 | 422.4 | 422.4 | 422.4 | 422.4 | 422.4 | 422.4 | 422.4 | 422.4 | 422.4 | 422.4 | 422.4 | 422.4 | 422.4 | 422.4 | 422.4 | 422.4 | 210 | 210 | 210 | 210
SA | S6 | Leigh Creek | Wind | 0 | 600.0033 | 600.0033 | 1697.5558 | 2977.4004 | 4270.9397 | 4720.057 | 4720.057 | 4720.057 | 4720.057 | 4720.057 | 4720.057 | 4720.057 | 8835.438 | 8835.438 | 8835.438 | 8835.438 | 8835.438 | 8835.438 | 8835.438 | 8835.438 | 8835.438 | 8835.438 | 9970.43 | 14465.937
SA | S7 | Roxby Downs | Wind | 0 | 0 | 0 | 0 | 0 | 0 | 0 | 0 | 0 | 0 | 0 | 0 | 0 | 0 | 0 | 0 | 0 | 0 | 0 | 0 | 0 | 0 | 0 | 0 | 0
SA | S8 | Eastern Eyre Peninsula | Wind | 136 | 136.0008 | 136.001 | 136.0028 | 136.0028 | 736.0014 | 764.0056 | 764.0056 | 764.0057 | 764.0057 | 764.0057 | 694.0057 | 694.0057 | 1791.0836 | 1791.0836 | 1791.0836 | 1791.0836 | 1791.0836 | 1791.0836 | 1791.0836 | 1791.0836 | 1791.0836 | 2216.4773 | 2220.839 | 2300.0001
SA | S9 | Western Eyre Peninsula | Wind | 0 | 970.5346 | 1175.1763 | 1284.3569 | 1284.3569 | 1284.357 | 1499.9991 | 1499.9991 | 1499.9991 | 1499.9991 | 1499.9991 | 1499.9991 | 1499.9991 | 1500 | 1500 | 1500 | 1500 | 1500 | 1500 | 1500 | 1500 | 1500 | 1500.0001 | 1500.0001 | 1500.0002
TAS | T1 | North East Tasmania | Wind | 168 | 168.0002 | 168.0004 | 168.0004 | 168.0006 | 1529.404 | 1568 | 1568 | 1568 | 1568 | 1568 | 1568 | 1568 | 1568.0001 | 1568.0001 | 2033.4535 | 2033.4535 | 2033.4535 | 2033.4535 | 2033.4535 | 2033.4535 | 2033.4535 | 2033.4535 | 2033.4535 | 4998.5874
TAS | T2 | North West Tasmania | Wind | 251.35 | 251.3501 | 251.3506 | 251.3506 | 251.3527 | 428.0184 | 5471.0348 | 6538.5224 | 7624.553 | 7624.553 | 7624.553 | 7624.553 | 7624.553 | 9808.471 | 9808.471 | 9997.719 | 9997.719 | 9997.719 | 9997.719 | 9997.719 | 9997.719 | 9997.719 | 9997.719 | 9997.719 | 11614.719
TAS | T3 | Central Highlands | Wind | 144 | 144.0002 | 427.2073 | 1177.4832 | 2939.0537 | 3970.789 | 4601.5955 | 5169.46 | 5507.7866 | 5507.7866 | 5773.839 | 5773.839 | 5773.839 | 8718.88 | 8718.88 | 8718.88 | 8718.88 | 8718.88 | 8718.88 | 8718.88 | 8574.88 | 8574.88 | 8574.88 | 8574.88 | 8574.88
Region | REZ | REZ Name | Technology | 2024-25 | 2025-26 | 2026-27 | 2027-28 | 2028-29 | 2029-30 | 2030-31 | 2031-32 | 2032-33 | 2033-34 | 2034-35 | 2035-36 | 2036-37 | 2037-38 | 2038-39 | 2039-40 | 2040-41 | 2041-42 | 2042-43 | 2043-44 | 2044-45 | 2045-46 | 2046-47 | 2047-48 | 2048-49
NSW | O1 | Hunter Coast | Offshore Wind | 0 | 0 | 0 | 0 | 0 | 0 | 0 | 0 | 0 | 0 | 0 | 0 | 0 | 0 | 0 | 0.00011024 | 0.0001108 | 0.00012495 | 0.0001266 | 0.0001366 | 0.0001378 | 0.00014525 | 0.00016913 | 0.00017051 | 0.00019599
NSW | O2 | Illawarra Coast | Offshore Wind | 0 | 0 | 0 | 0.00022845 | 0.00022847 | 0.00022852 | 0.002063 | 0.0020631 | 0.0020631 | 0.0020631 | 0.0020631 | 0.0020631 | 0.0020631 | 0.0021675 | 0.002168 | 0.0021867 | 0.0021876 | 0.0021917 | 0.0021932 | 0.0022012 | 0.0022033 | 0.0022061 | 0.0022368 | 0.0022399 | 0.0022685
VIC | O3 | Gippsland Coast | Offshore Wind | 0 | 0 | 0 | 0.00013769 | 0.00014027 | 0.001984 | 999.9994 | 1999.999 | 3387.3977 | 3387.3977 | 4999.9985 | 4999.9985 | 5472.9405 | 5978.5691 | 5978.5691 | 5978.5692 | 5978.5692 | 5978.5692 | 5978.5692 | 5978.5692 | 5978.5692 | 5978.5692 | 5978.5692 | 5978.5692 | 5978.5692
TAS | O4 | North West Tasmania Coast | Offshore Wind | 0 | 0 | 0 | 0 | 0 | 0 | 0.00018938 | 0.00033219 | 0.00038403 | 0.00038431 | 0.00038518 | 0.0003855 | 0.00038622 | 0.00039029 | 0.00039157 | 0.00085874 | 0.00086067 | 0.00086122 | 0.0008622 | 0.00086547 | 0.00086658 | 0.00086751 | 0.00087308 | 0.00089008 | 0.0010395
VIC | O5 | Portland Coast | Offshore Wind | 0 | 0 | 0 | 0 | 0 | 0.0001769 | 0.00050288 | 0.00084044 | 0.00085042 | 0.00085716 | 0.0010701 | 0.0010924 | 527.0594 | 2021.4309 | 2021.4313 | 3021.4312 | 3021.4312 | 3021.4312 | 3021.4312 | 3021.4312 | 3021.4312 | 3021.4312 | 3021.4312 | 3021.4312 | 3021.4312
SA | O6 | South East SA Coast | Offshore Wind | 0 | 0 | 0 | 0 | 0 | 0 | 0.00017599 | 0.00017928 | 0.00021718 | 0.00021821 | 0.00021864 | 0.00021891 | 0.00021974 | 0.00025454 | 0.00025522 | 0.00029707 | 0.00029774 | 0.00051965 | 0.00052087 | 0.00053537 | 0.00053646 | 0.00053822 | 0.00054866 | 0.00064578 | 0.0007822

## BaseCase_VOM Cost
VOM cost by technology ($000s) - BaseCase, Green Energy Exports Scenario
VOM | Real June 2023 dollars discounted to 1 July 2023
Explicitly modelled generation
Region | Technology | 2024-25 | 2025-26 | 2026-27 | 2027-28 | 2028-29 | 2029-30 | 2030-31 | 2031-32 | 2032-33 | 2033-34 | 2034-35 | 2035-36 | 2036-37 | 2037-38 | 2038-39 | 2039-40 | 2040-41 | 2041-42 | 2042-43 | 2043-44 | 2044-45 | 2045-46 | 2046-47 | 2047-48 | 2048-49
NEM | Black Coal | 300711.0861 | 153071.7404 | 140373.5043 | 88704.6179 | 72361.2572 | 39467.2516 | 9032.3053 | 3624.616 | 3223.8635 | 0 | 0 | 0 | 0 | 0 | 0 | 0 | 0 | 0 | 0 | 0 | 0 | 0 | 0 | 0 | 0
NEM | Brown Coal | 71512.66 | 67491.1045 | 59473.936 | 31315.638 | 12654.688 | 11771.9305 | 10406.9585 | 0 | 0 | 0 | 0 | 0 | 0 | 0 | 0 | 0 | 0 | 0 | 0 | 0 | 0 | 0 | 0 | 0 | 0
NEM | CCGT | 78816.1713 | 16054.2342 | 12024.2992 | 13874.7245 | 12550.6223 | 8034.2576 | 7639.7281 | 3988.3987 | 5072.4212 | 3338.9716 | 5544.0209 | 3736.6094 | 2664.9671 | 2514.301 | 2296.534 | 2184.392 | 1912.7216 | 1900.2028 | 1759.9844 | 1657.6282 | 1512.2435 | 1405.3502 | 1275.933 | 1263.2574 | 1189.2367
NEM | Gas - Steam | 679.9687 | 109.6583 | 130.5671 | 158.2305 | 416.7901 | 240.4167 | 272.6816 | 7.7586 | 145.2288 | 1.4518e-05 | 222.0195 | 131.4604 | 1.2081e-05 | 327.1431 | 1.2246e-05 | 0 | 0 | 0 | 0 | 0 | 0 | 0 | 0 | 0 | 0
NEM | OCGT / Diesel | 18478.7271 | 2214.4573 | 1751.9023 | 2451.9985 | 5471.6878 | 2782.1481 | 3053.1548 | 118.2503 | 1323.9823 | 38.0531 | 3636.8418 | 1593.8933 | 6.4998 | 4481.0388 | 104.0688 | 1.7922 | 266.4665 | 1.7407 | 0.00074405 | 43.8033 | 0.00056644 | 0.00052637 | 0.00048848 | 0.00043164 | 0.00041682
NEM | Hydro | 129233.0305 | 101768.1743 | 88533.1934 | 90161.8669 | 93364.31 | 93219.1266 | 53935.371 | 54442.821 | 45454.786 | 54405.6699 | 47666.8841 | 36377.3543 | 30783.5238 | 34955.2286 | 37987.0719 | 27336.3765 | 28308.5047 | 23334.9948 | 26361.4717 | 26584.9542 | 19204.584 | 12491.8396 | 22766.5 | 22640.8646 | 17326.936
NEM | Hydrogen Turbine | 0 | 0 | 0 | 0 | 0 | 0 | 55.771 | 75.2113 | 100.9236 | 110.8057 | 180.1863 | 161.5597 | 209.189 | 250.1113 | 181.0461 | 324.6104 | 361.6238 | 408.6417 | 230.013 | 403.1464 | 269.0184 | 268.8811 | 421.545 | 303.3309 | 389.7556
NEM | Wind | 3116.7896 | 6644.6885 | 6874.8748 | 8625.964 | 9362.8177 | 11278.4486 | 13155.5204 | 13931.6231 | 13331.8726 | 12758.1054 | 12549.6825 | 12363.8983 | 12126.6308 | 12255.3671 | 11934.0085 | 11178.4402 | 10916.782 | 10071.8907 | 9756.2786 | 9145.5248 | 9087.65 | 9107.5454 | 9076.1746 | 8978.3187 | 8631.6591
NEM | Solar PV | 1897.7566 | 2910.3296 | 2957.3507 | 3070.5797 | 3722.2117 | 3846.327 | 4207.4545 | 4919.978 | 5692.1076 | 5858.6272 | 5302.1147 | 5256.1306 | 5195.7147 | 4559.5016 | 4590.8528 | 4896.7073 | 4840.3326 | 5452.8023 | 5738.8104 | 5928.2487 | 6031.9266 | 5824.068 | 5408.3417 | 5308.8033 | 5320.7635
NEM | Grid Battery | 122.2078 | 1735.6804 | 1890.2925 | 1887.2026 | 1839.3718 | 1663.9498 | 1581.4699 | 2065.8209 | 2603.9933 | 2938.545 | 2379.8538 | 2386.1553 | 2490.1459 | 1808.2519 | 1810.1516 | 1692.1662 | 1624.6423 | 2041.0296 | 2350.7192 | 2500.3733 | 2675.9303 | 2320.5183 | 2080.7116 | 1792.6802 | 1459.6475
NEM | PHES | 6350.4768 | 5398.8082 | 5464.6756 | 4433.2286 | 9249.2371 | 11794.5655 | 13753.7991 | 15944.1439 | 13431.6417 | 16263.0321 | 12007.928 | 8906.9559 | 10946.1202 | 10460.3538 | 12754.0541 | 9392.5354 | 9256.3426 | 9460.571 | 8241.1965 | 6266.3265 | 6762.2839 | 5962.892 | 8780.3298 | 6660.1765 | 4458.8221
NEM | VPP | 25.5078 | 43.5855 | 66.5458 | 89.0366 | 125.4133 | 168.3276 | 194.0979 | 219.7266 | 255.6579 | 296.458 | 290.8026 | 312.2352 | 329.6079 | 305.1269 | 330.869 | 320.4883 | 319.368 | 330.9358 | 342.5381 | 339.6305 | 347.9507 | 342.0295 | 324.7054 | 306.2734 | 305.2045
Total |  | 610944.3824 | 357442.4613 | 319541.1416 | 244773.0879 | 221118.407 | 184266.7496 | 117288.3119 | 99338.3484 | 90636.4785 | 96008.268 | 89780.3342 | 71226.2522 | 64752.3992 | 71916.4241 | 71988.6568 | 57327.5085 | 57806.7841 | 53002.8094 | 54781.0127 | 52869.636 | 45891.5879 | 37723.1248 | 50134.2417 | 47253.7054 | 39082.0254
Region | Technology | 2024-25 | 2025-26 | 2026-27 | 2027-28 | 2028-29 | 2029-30 | 2030-31 | 2031-32 | 2032-33 | 2033-34 | 2034-35 | 2035-36 | 2036-37 | 2037-38 | 2038-39 | 2039-40 | 2040-41 | 2041-42 | 2042-43 | 2043-44 | 2044-45 | 2045-46 | 2046-47 | 2047-48 | 2048-49
NSW1 | Black Coal | 167772.355 | 62232.4814 | 54908.772 | 34959.397 | 31457.25 | 11834.282 | 5325.3705 | 0 | 0 | 0 | 0 | 0 | 0 | 0 | 0 | 0 | 0 | 0 | 0 | 0 | 0 | 0 | 0 | 0 | 0
NSW1 | Brown Coal | 0 | 0 | 0 | 0 | 0 | 0 | 0 | 0 | 0 | 0 | 0 | 0 | 0 | 0 | 0 | 0 | 0 | 0 | 0 | 0 | 0 | 0 | 0 | 0 | 0
NSW1 | CCGT | 19142.018 | 4148.4637 | 2573.4412 | 3214.1404 | 2565.6419 | 1704.0959 | 897.2308 | 413.7153 | 816.8384 | 52.5311 | 380.2392 | 267.137 | 0.00013357 | 41.0116 | 0.00012002 | 0.00012853 | 0.00010487 | 9.9181e-05 | 9.2036e-05 | 5.2876e-05 | 4.9056e-05 | 4.5912e-05 | 4.3081e-05 | 4.0522e-05 | 3.8463e-05
NSW1 | Gas - Steam | 0 | 0 | 0 | 0 | 0 | 0 | 0 | 0 | 0 | 0 | 0 | 0 | 0 | 0 | 0 | 0 | 0 | 0 | 0 | 0 | 0 | 0 | 0 | 0 | 0
NSW1 | OCGT / Diesel | 1.8321 | 0.00057905 | 0.00052791 | 27.8313 | 1.1135 | 91.506 | 90.2414 | 0.00033775 | 0.0003587 | 13.9071 | 260.6107 | 0.000261 | 0.00023573 | 422.2873 | 0.00021094 | 0.00020406 | 0.00018594 | 0.00017724 | 0.0001644 | 42.2765 | 9.0565e-05 | 8.4846e-05 | 8.0119e-05 | 7.5325e-05 | 7.1948e-05
NSW1 | Hydro | 19613.3495 | 20751.6329 | 19514.8227 | 14605.414 | 19218.8439 | 14075.5253 | 10539.9948 | 9213.3978 | 7608.6225 | 9268.6327 | 9461.0402 | 7184.0058 | 5644.7498 | 8677.9662 | 7127.2224 | 5522.7851 | 4990.3359 | 4510.9141 | 5345.787 | 5340.455 | 4428.4564 | 3356.6123 | 5587.7205 | 4987.0469 | 4304.9929
NSW1 | Hydrogen Turbine | 0 | 0 | 0 | 0 | 0 | 0 | 18.5834 | 34.1638 | 46.6776 | 61.4918 | 70.7112 | 78.2183 | 88.2655 | 96.122 | 100.1343 | 126.8385 | 166.5178 | 168.4841 | 106.0717 | 178.9366 | 99.5591 | 134.4112 | 137.5933 | 98.1087 | 131.367
NSW1 | Wind | 732.3241 | 2025.4817 | 2073.0964 | 2496.4645 | 2634.007 | 2681.8688 | 2663.8268 | 2504.4741 | 2427.8349 | 2313.8681 | 2216.0601 | 2158.0362 | 2104.1284 | 2119.5905 | 1837.5169 | 1726.1026 | 1582.4816 | 1500.2712 | 1415.9868 | 1257.6265 | 1260.5584 | 1174.786 | 1263.4325 | 1054.4455 | 999.5276
NSW1 | Solar PV | 778.5615 | 1706.7817 | 1789.8793 | 1606.7455 | 1520.1556 | 1574.848 | 1595.6009 | 1845.2921 | 1880.2371 | 1825.5223 | 1603.3267 | 1607.2005 | 1542.4249 | 1284.5546 | 1284.4647 | 1412.5421 | 1335.4952 | 1366.3689 | 1314.2032 | 1280.2288 | 1330.0596 | 1187.1464 | 1046.3892 | 989.0941 | 948.6741
NSW1 | Grid Battery | 32.7648 | 1183.0767 | 1288.8954 | 1112.3102 | 989.472 | 959.6691 | 967.0543 | 1239.5202 | 1382.1928 | 1389.421 | 1190.208 | 1227.5594 | 1173.3831 | 901.5131 | 905.1514 | 884.5866 | 823.7905 | 813.0195 | 816.605 | 830.3024 | 902.1347 | 664.3821 | 519.3537 | 475.7035 | 465.331
NSW1 | PHES | 1229.785 | 1343.5689 | 1556.9387 | 1127.2595 | 6034.8965 | 7723.4473 | 5276.4016 | 4777.5071 | 4872.1013 | 4291.8886 | 4242.7004 | 1879.1342 | 3322.4048 | 2376.6 | 3754.3435 | 2814.3964 | 2044.4524 | 2696.6275 | 2250.1568 | 2681.2106 | 1879.4808 | 1856.3516 | 2872.4502 | 1793.2536 | 1148.9989
NSW1 | VPP | 6.8172 | 15.1431 | 24.6251 | 34.0735 | 45.1485 | 63.4991 | 76.0956 | 88.5686 | 102.2737 | 116.0802 | 113.5002 | 124 | 129.6908 | 121.9624 | 134.7454 | 132.5546 | 131.2622 | 135.0534 | 136.1782 | 130.1737 | 135.4931 | 133.2804 | 123.3612 | 121.6163 | 118.6458
Total |  | 209309.8073 | 93406.6307 | 83730.4714 | 59183.636 | 64466.5289 | 40708.7416 | 27450.4003 | 20116.6393 | 19136.7786 | 19333.343 | 19538.3967 | 14525.2917 | 14005.0476 | 16041.6077 | 15143.5788 | 12619.8063 | 11074.336 | 11190.739 | 11384.989 | 11741.2101 | 10035.7423 | 8506.9702 | 11550.3006 | 9519.2687 | 8117.5373
Region | Technology | 2024-25 | 2025-26 | 2026-27 | 2027-28 | 2028-29 | 2029-30 | 2030-31 | 2031-32 | 2032-33 | 2033-34 | 2034-35 | 2035-36 | 2036-37 | 2037-38 | 2038-39 | 2039-40 | 2040-41 | 2041-42 | 2042-43 | 2043-44 | 2044-45 | 2045-46 | 2046-47 | 2047-48 | 2048-49
QLD1 | Black Coal | 132938.7311 | 90839.259 | 85464.7323 | 53745.2209 | 40904.0072 | 27632.9696 | 3706.9348 | 3624.616 | 3223.8635 | 0 | 0 | 0 | 0 | 0 | 0 | 0 | 0 | 0 | 0 | 0 | 0 | 0 | 0 | 0 | 0
QLD1 | Brown Coal | 0 | 0 | 0 | 0 | 0 | 0 | 0 | 0 | 0 | 0 | 0 | 0 | 0 | 0 | 0 | 0 | 0 | 0 | 0 | 0 | 0 | 0 | 0 | 0 | 0
QLD1 | CCGT | 38945.7303 | 7762.3258 | 7660.0679 | 8918.7445 | 7736.3728 | 5832.0648 | 5200.5303 | 3511.6861 | 3446.619 | 3286.4401 | 4227.1335 | 2848.9361 | 2664.9667 | 2473.2892 | 2296.5337 | 2184.3916 | 1912.7213 | 1900.2025 | 1759.9841 | 1657.628 | 1512.2433 | 1405.3501 | 1275.9328 | 1263.2572 | 1189.2365
QLD1 | Gas - Steam | 0 | 0 | 0 | 0 | 0 | 0 | 0 | 0 | 0 | 0 | 0 | 0 | 0 | 0 | 0 | 0 | 0 | 0 | 0 | 0 | 0 | 0 | 0 | 0 | 0
QLD1 | OCGT / Diesel | 0.00063065 | 0.00053151 | 0.00050288 | 0.00054336 | 20.0263 | 0.00043919 | 0.00041395 | 0.00034804 | 0.00033742 | 0.00028644 | 0.00023285 | 0.00019258 | 0.0001817 | 0.00017538 | 0.00016126 | 0.00015456 | 0.00014223 | 0.0001338 | 0.00012612 | 0.00012178 | 0.00011027 | 0.00010385 | 9.8048e-05 | 9.1825e-05 | 8.7961e-05
QLD1 | Hydro | 4822.5484 | 3788.5309 | 3469.8162 | 3175.2286 | 3069.2496 | 2912.7116 | 2567.5804 | 2489.9218 | 2317.5327 | 2364.8869 | 2074.3872 | 1892.3498 | 1708.46 | 476.8746 | 520.6957 | 290.1278 | 332.7613 | 396.6442 | 0 | 0 | 0 | 0 | 0 | 0 | 0
QLD1 | Hydrogen Turbine | 0 | 0 | 0 | 0 | 0 | 0 | 23.5271 | 22.8428 | 32.4486 | 23.2098 | 81.4057 | 50.9569 | 79.0188 | 98.9045 | 42.5308 | 44.0548 | 18.4498 | 47.4587 | 28.9528 | 26.4568 | 47.8965 | 79.0795 | 73.5663 | 41.8909 | 43.5618
QLD1 | Wind | 469.4121 | 2053.6302 | 1929.2218 | 2347.3361 | 2389.6067 | 2945.3663 | 3640.1689 | 3872.6765 | 3770.6955 | 3719.1704 | 3992.925 | 3900.0938 | 3693.7821 | 3590.3356 | 3576.0853 | 3596.8325 | 3449.4188 | 3169.2479 | 3361.2259 | 3149.1381 | 3155.939 | 3696.3907 | 3784.7517 | 3874.7523 | 3684.1113
QLD1 | Solar PV | 723.3381 | 431.5687 | 378.2198 | 425.4418 | 671.2582 | 861.3235 | 926.6226 | 1134.6695 | 1398.1289 | 1557.8283 | 1727.6059 | 1625.6967 | 1535.8722 | 1426.603 | 1489.1692 | 1440.4225 | 1634.9238 | 1687.7674 | 2260.1725 | 2238.876 | 2283.3817 | 2397.7713 | 2300.0938 | 2306.2106 | 2210.5427
QLD1 | Grid Battery | 38.7453 | 104.175 | 122.8337 | 113.1012 | 136.3937 | 118.1835 | 101.1377 | 98.5477 | 153.1327 | 352.1192 | 343.2761 | 301.0256 | 283.668 | 267.6047 | 247.3108 | 192.41 | 320.2207 | 387.6306 | 756.32 | 705.7238 | 749.8825 | 690.6311 | 633.2327 | 535.4467 | 388.2352
QLD1 | PHES | 5120.6918 | 4055.2393 | 3907.7369 | 3305.9691 | 2712.868 | 3638.4817 | 7783.6705 | 10570.0853 | 7948.6784 | 11343.4228 | 7343.2425 | 6535.2811 | 7135.4417 | 7708.7995 | 8588.4528 | 6259.11 | 6962.5074 | 6503.943 | 5675.6585 | 3348.9654 | 4637.0067 | 3869.1228 | 5629.5486 | 4601.6172 | 3075.7987
QLD1 | VPP | 3.6917 | 9.1479 | 14.207 | 20.2291 | 30.8788 | 43.1342 | 47.4646 | 59.0842 | 64.4099 | 78.1204 | 81.9077 | 81.8988 | 86.67 | 86.0207 | 84.6385 | 82.9403 | 96.4155 | 86.1505 | 95.957 | 102.8762 | 100.3127 | 97.0582 | 91.5349 | 77.2016 | 80.8138
Total |  | 183062.8895 | 109043.8773 | 102946.8362 | 72051.2718 | 57670.6613 | 43984.2356 | 23997.6372 | 25384.1303 | 22355.5095 | 22725.1983 | 19871.8838 | 17236.2388 | 17187.8797 | 16128.432 | 16845.417 | 14090.2897 | 14727.4187 | 14179.0449 | 13938.2709 | 11229.6646 | 12486.6625 | 12235.4037 | 13788.6611 | 12700.3766 | 10672.3002
Region | Technology | 2024-25 | 2025-26 | 2026-27 | 2027-28 | 2028-29 | 2029-30 | 2030-31 | 2031-32 | 2032-33 | 2033-34 | 2034-35 | 2035-36 | 2036-37 | 2037-38 | 2038-39 | 2039-40 | 2040-41 | 2041-42 | 2042-43 | 2043-44 | 2044-45 | 2045-46 | 2046-47 | 2047-48 | 2048-49
VIC1 | Black Coal | 0 | 0 | 0 | 0 | 0 | 0 | 0 | 0 | 0 | 0 | 0 | 0 | 0 | 0 | 0 | 0 | 0 | 0 | 0 | 0 | 0 | 0 | 0 | 0 | 0
VIC1 | Brown Coal | 71512.66 | 67491.1045 | 59473.936 | 31315.638 | 12654.688 | 11771.9305 | 10406.9585 | 0 | 0 | 0 | 0 | 0 | 0 | 0 | 0 | 0 | 0 | 0 | 0 | 0 | 0 | 0 | 0 | 0 | 0
VIC1 | CCGT | 0 | 0.00017675 | 0.00016304 | 0.00015969 | 0.00014934 | 0.00013862 | 0.00012884 | 0.00011967 | 0.00011356 | 0.00010392 | 9.9915e-05 | 9.1312e-05 | 8.4641e-05 | 8.1669e-05 | 7.4337e-05 | 7.0512e-05 | 6.5201e-05 | 6.1086e-05 | 5.6823e-05 | 5.3896e-05 | 4.9733e-05 | 4.6395e-05 | 4.3546e-05 | 4.0898e-05 | 3.8752e-05
VIC1 | Gas - Steam | 384.481 | 91.6288 | 130.5671 | 158.2305 | 416.7901 | 240.4167 | 272.6816 | 7.7586 | 145.2288 | 1.4518e-05 | 222.0195 | 131.4604 | 1.2081e-05 | 327.1431 | 1.2246e-05 | 0 | 0 | 0 | 0 | 0 | 0 | 0 | 0 | 0 | 0
VIC1 | OCGT / Diesel | 10794.4211 | 1297.6665 | 1288.8442 | 1943.7988 | 4497.8047 | 2610.2119 | 2349.917 | 113.1315 | 1318.4604 | 23.6142 | 2415.2999 | 1303.1474 | 5.0875 | 2660.0618 | 104.068 | 0.00025668 | 182.9599 | 0.0002125 | 0.00015819 | 0.00016111 | 0.00013955 | 0.00012941 | 0.00012279 | 8.8347e-05 | 8.5103e-05
VIC1 | Hydro | 22825.3243 | 21684.6579 | 19231.8878 | 15051.7955 | 21203.004 | 16502.761 | 13285.4867 | 12419.6097 | 10539.1037 | 12197.7996 | 11545.6096 | 10338.0949 | 8066.674 | 11273.5128 | 9014.6253 | 7211.9366 | 6718.547 | 5762.9142 | 6614.3974 | 6315.9166 | 5679.5035 | 4414.9894 | 6250.7279 | 5862.8814 | 5433.8632
VIC1 | Hydrogen Turbine | 0 | 0 | 0 | 0 | 0 | 0 | 0 | 0 | 0 | 0 | 0 | 1.8396 | 10.2899 | 18.4457 | 15.7978 | 69.1632 | 100.3762 | 112.1515 | 42.3858 | 120.379 | 61.7365 | 28.7579 | 139.2232 | 99.4311 | 149.3599
VIC1 | Wind | 1069.2643 | 1637.2662 | 1679.7653 | 2216.9924 | 2100.8233 | 2414.5657 | 2564.4369 | 2910.5984 | 2722.7138 | 2668.155 | 2647.0435 | 2619.2477 | 2657.3241 | 2445.3302 | 2444.5729 | 2242.9712 | 2255.8081 | 1947.999 | 1876.1044 | 1772.8633 | 1743.6603 | 1598.72 | 1425.5001 | 1407.4175 | 1246.8398
VIC1 | Solar PV | 273.9737 | 365.2329 | 383.2921 | 637.0697 | 959.6573 | 873.7327 | 808.7991 | 810.674 | 1047.0717 | 1014.7464 | 853.2922 | 858.3344 | 820.0464 | 680.4771 | 681.9318 | 620.3053 | 560.6734 | 575.4591 | 543.7619 | 509.1638 | 511.3119 | 474.2923 | 419.01 | 420.8579 | 394.6801
VIC1 | Grid Battery | 23.8591 | 251.7335 | 268.9752 | 440.6857 | 484.04 | 421.0262 | 352.0233 | 332.2122 | 480.8218 | 476.7778 | 361.0957 | 366.5201 | 356.6875 | 253.1371 | 278.8621 | 229.1873 | 180.8823 | 197.4948 | 203.3989 | 175.3853 | 177.4389 | 137.9094 | 124.4484 | 71.716 | 66.0406
VIC1 | PHES | 0 | 0 | 0 | 0 | 407.6236 | 348.0773 | 294.2249 | 223.3239 | 228.2461 | 243.1561 | 175.3838 | 177.2691 | 197.4969 | 148.1333 | 140.0895 | 118.3091 | 94.0601 | 102.2682 | 119.1784 | 94.4151 | 94.092 | 108.7806 | 108.987 | 97.0582 | 85.9015
VIC1 | VPP | 7.632 | 12.1484 | 18.1122 | 23.6685 | 33.2352 | 44.7031 | 48.7494 | 48.9626 | 59.2796 | 66.3988 | 63.5659 | 69.5187 | 72.6049 | 63.0727 | 75.4784 | 70.5148 | 58.9529 | 66.9185 | 68.4618 | 68.2695 | 70.6603 | 71.0726 | 70.1046 | 68.1145 | 70.1974
Total |  | 106891.6154 | 92831.4388 | 82475.38 | 51787.8793 | 42757.6662 | 35227.4253 | 30383.2776 | 16866.2711 | 16540.926 | 16690.6481 | 18283.3104 | 15865.4325 | 12186.2112 | 17869.3138 | 12755.4259 | 10562.3878 | 10152.26 | 8765.2056 | 9467.6888 | 9056.3927 | 8338.4036 | 6834.5224 | 8538.0012 | 8027.4766 | 7446.8826
Region | Technology | 2024-25 | 2025-26 | 2026-27 | 2027-28 | 2028-29 | 2029-30 | 2030-31 | 2031-32 | 2032-33 | 2033-34 | 2034-35 | 2035-36 | 2036-37 | 2037-38 | 2038-39 | 2039-40 | 2040-41 | 2041-42 | 2042-43 | 2043-44 | 2044-45 | 2045-46 | 2046-47 | 2047-48 | 2048-49
SA1 | Black Coal | 0 | 0 | 0 | 0 | 0 | 0 | 0 | 0 | 0 | 0 | 0 | 0 | 0 | 0 | 0 | 0 | 0 | 0 | 0 | 0 | 0 | 0 | 0 | 0 | 0
SA1 | Brown Coal | 0 | 0 | 0 | 0 | 0 | 0 | 0 | 0 | 0 | 0 | 0 | 0 | 0 | 0 | 0 | 0 | 0 | 0 | 0 | 0 | 0 | 0 | 0 | 0 | 0
SA1 | CCGT | 20728.423 | 4143.4444 | 1790.7898 | 1741.8394 | 2248.6073 | 498.0966 | 1541.9667 | 62.997 | 808.9636 | 0.00016624 | 936.648 | 620.5361 | 0.00013385 | 7.9757e-05 | 7.267e-05 | 6.8661e-05 | 6.3724e-05 | 6.0193e-05 | 5.5911e-05 | 5.3365e-05 | 4.9102e-05 | 4.5806e-05 | 4.3064e-05 | 4.0504e-05 | 3.8655e-05
SA1 | Gas - Steam | 295.4878 | 18.0295 | 0 | 0 | 0 | 0 | 0 | 0 | 0 | 0 | 0 | 0 | 0 | 0 | 0 | 0 | 0 | 0 | 0 | 0 | 0 | 0 | 0 | 0 | 0
SA1 | OCGT / Diesel | 7680.4833 | 916.7894 | 463.0567 | 466.1769 | 952.6739 | 80.4295 | 542.3558 | 5.1179 | 5.5207 | 0.53121 | 614.5045 | 32.94 | 1.4117 | 854.4962 | 0.00025058 | 1.7914 | 0.00022326 | 1.7401 | 0.00019779 | 1.5264 | 0.0001394 | 0.00012829 | 0.00011142 | 0.00010505 | 0.00010086
SA1 | Hydro | 0 | 0 | 0 | 0 | 0 | 0 | 0 | 0 | 0 | 0 | 0 | 0 | 0 | 0 | 0 | 0 | 0 | 0 | 0 | 0 | 0 | 0 | 0 | 0 | 0
SA1 | Hydrogen Turbine | 0 | 0 | 0 | 0 | 0 | 0 | 12.9899 | 17.0013 | 20.1007 | 23.9357 | 25.6035 | 27.7543 | 29.2269 | 31.4231 | 20.7071 | 74.932 | 67.048 | 71.182 | 50.7431 | 68.233 | 51.6035 | 26.6326 | 62.4868 | 60.5957 | 57.2449
SA1 | Wind | 681.9871 | 759.619 | 929.8704 | 1036.9891 | 1248.5588 | 1660.1353 | 1823.3363 | 1819.1645 | 1580.9599 | 1550.7281 | 1265.2786 | 1337.9579 | 1275.3135 | 1580.3744 | 1493.8131 | 1417.8196 | 1387.9137 | 1516.4287 | 1386.5615 | 1240.507 | 1297.9116 | 1142.9641 | 1127.0879 | 1186.9226 | 1327.4433
SA1 | Solar PV | 121.8833 | 406.7462 | 405.9595 | 401.3226 | 571.1406 | 536.4227 | 845.8465 | 1090.6989 | 1212.8899 | 1306.8327 | 985.7464 | 1033.1373 | 1172.5196 | 1076.7767 | 1040.9456 | 1050.4714 | 972.4832 | 1497.1259 | 1294.0695 | 1601.415 | 1618.9023 | 1512.2077 | 1419.6963 | 1372.9457 | 1321.8241
SA1 | Grid Battery | 26.8386 | 196.695 | 209.5879 | 221.1052 | 229.4659 | 165.0707 | 161.2542 | 395.5385 | 587.8437 | 720.225 | 485.2718 | 491.048 | 676.4054 | 385.9917 | 378.8226 | 385.9773 | 299.7443 | 642.8804 | 574.3913 | 788.9577 | 846.47 | 827.5914 | 803.6736 | 709.8109 | 540.0372
SA1 | PHES | 0 | 0 | 0 | 0 | 0 | 0 | 0 | 0 | 0 | 0 | 0 | 0 | 0 | 0 | 0 | 0 | 0 | 0 | 0 | 0 | 0 | 0 | 0 | 0 | 0
SA1 | VPP | 7.265 | 7.109 | 9.4662 | 10.9812 | 14.9498 | 15.4865 | 20.0864 | 21.1708 | 27.168 | 32.9988 | 29.4063 | 33.8967 | 37.1935 | 31.0984 | 32.0054 | 30.6332 | 28.9373 | 38.7396 | 37.3544 | 34.7162 | 37.5082 | 36.9582 | 35.6489 | 34.5538 | 30.8556
Total |  | 29542.368 | 6448.4326 | 3808.7305 | 3878.4143 | 5265.3963 | 2955.6413 | 4947.8357 | 3411.6889 | 4243.4464 | 3635.2517 | 4342.4592 | 3577.2703 | 3192.0707 | 3960.1606 | 2966.2941 | 2961.6249 | 2756.1267 | 3768.0967 | 3343.1201 | 3735.3554 | 3852.3957 | 3546.3541 | 3448.5937 | 3364.8289 | 3277.4054
Region | Technology | 2024-25 | 2025-26 | 2026-27 | 2027-28 | 2028-29 | 2029-30 | 2030-31 | 2031-32 | 2032-33 | 2033-34 | 2034-35 | 2035-36 | 2036-37 | 2037-38 | 2038-39 | 2039-40 | 2040-41 | 2041-42 | 2042-43 | 2043-44 | 2044-45 | 2045-46 | 2046-47 | 2047-48 | 2048-49
TAS1 | Black Coal | 0 | 0 | 0 | 0 | 0 | 0 | 0 | 0 | 0 | 0 | 0 | 0 | 0 | 0 | 0 | 0 | 0 | 0 | 0 | 0 | 0 | 0 | 0 | 0 | 0
TAS1 | Brown Coal | 0 | 0 | 0 | 0 | 0 | 0 | 0 | 0 | 0 | 0 | 0 | 0 | 0 | 0 | 0 | 0 | 0 | 0 | 0 | 0 | 0 | 0 | 0 | 0 | 0
TAS1 | CCGT | 0 | 0.00012933 | 0.00012818 | 0.00013018 | 0.00012795 | 0.00011986 | 0.00012409 | 0.00011574 | 0.00011217 | 0.0001021 | 9.8707e-05 | 9.0053e-05 | 8.3485e-05 | 8.1835e-05 | 7.414e-05 | 7.1186e-05 | 6.6155e-05 | 6.1149e-05 | 5.6865e-05 | 5.4695e-05 | 4.9815e-05 | 4.6406e-05 | 4.3598e-05 | 4.0908e-05 | 3.9378e-05
TAS1 | Gas - Steam | 0 | 0 | 0 | 0 | 0 | 0 | 0 | 0 | 0 | 0 | 0 | 0 | 0 | 0 | 0 | 0 | 0 | 0 | 0 | 0 | 0 | 0 | 0 | 0 | 0
TAS1 | OCGT / Diesel | 1.99 | 0.00031837 | 0.00032446 | 14.191 | 0.069367 | 0.00028708 | 70.6401 | 0.00029115 | 0.00054357 | 0.00022857 | 346.4264 | 257.8054 | 0.00019013 | 544.1933 | 0.00016777 | 0.00019208 | 83.506 | 0.00010723 | 9.7557e-05 | 0.00011037 | 8.6652e-05 | 7.9973e-05 | 7.6098e-05 | 7.1085e-05 | 7.0943e-05
TAS1 | Hydro | 81971.8083 | 55543.3526 | 46316.6666 | 57329.4288 | 49873.2126 | 59728.1288 | 27542.3091 | 30319.8917 | 24989.5271 | 30574.3507 | 24585.847 | 16962.9038 | 15363.64 | 14526.8751 | 21324.5285 | 14311.527 | 16266.8604 | 12664.5223 | 14401.2872 | 14928.5827 | 9096.6241 | 4720.2379 | 10928.0517 | 11790.9363 | 7588.0799
TAS1 | Hydrogen Turbine | 0 | 0 | 0 | 0 | 0 | 0 | 0.67054 | 1.2033 | 1.6967 | 2.1684 | 2.466 | 2.7906 | 2.388 | 5.2159 | 1.876 | 9.622 | 9.232 | 9.3655 | 1.8596 | 9.141 | 8.2228 | 1.0634e-05 | 8.6755 | 3.3046 | 8.2219
TAS1 | Wind | 163.8021 | 168.6915 | 262.921 | 528.1818 | 989.8218 | 1576.5126 | 2463.7515 | 2824.7097 | 2829.6686 | 2506.1837 | 2428.3753 | 2348.5627 | 2396.0827 | 2519.7364 | 2582.0203 | 2194.7142 | 2241.1599 | 1937.9438 | 1716.4 | 1725.39 | 1629.5807 | 1494.6846 | 1475.4022 | 1454.7808 | 1373.737
TAS1 | Solar PV | 0 | 3.1475e-05 | 4.1494e-05 | 5.6799e-05 | 6.2055e-05 | 8.3409e-05 | 30.5854 | 38.6434 | 153.7801 | 153.6974 | 132.1435 | 131.7616 | 124.8515 | 91.0902 | 94.3415 | 372.966 | 336.7569 | 326.0811 | 326.6034 | 298.5651 | 288.271 | 252.6503 | 223.1525 | 219.695 | 445.0425
TAS1 | Grid Battery | 0 | 0.00022895 | 0.00025425 | 0.0002871 | 0.00032289 | 0.00031653 | 0.00035543 | 0.0023825 | 0.002281 | 0.0020331 | 0.0021132 | 0.0021732 | 0.0019748 | 0.005381 | 0.0046892 | 0.0049565 | 0.0045035 | 0.0043307 | 0.0040322 | 0.0040456 | 0.004164 | 0.0042981 | 0.0032916 | 0.0030507 | 0.003498
TAS1 | PHES | 0 | 0 | 0 | 0 | 93.8489 | 84.5591 | 399.502 | 373.2276 | 382.6158 | 384.5645 | 246.6013 | 315.2715 | 290.7768 | 226.8209 | 271.1684 | 200.7199 | 155.3227 | 157.7322 | 196.2027 | 141.7354 | 151.7043 | 128.6369 | 169.3439 | 168.2475 | 148.123
TAS1 | VPP | 0.10191 | 0.037138 | 0.13519 | 0.084333 | 1.2011 | 1.5046 | 1.7019 | 1.9404 | 2.5268 | 2.8597 | 2.4224 | 2.921 | 3.4487 | 2.9728 | 4.0013 | 3.8454 | 3.8 | 4.0738 | 4.5867 | 3.5948 | 3.9764 | 3.6601 | 4.0558 | 4.7873 | 4.6919
Total |  | 82137.7023 | 55712.0819 | 46579.7235 | 57871.8865 | 50958.1543 | 61390.7059 | 30509.161 | 33559.619 | 28359.8179 | 33623.8269 | 27744.2842 | 20022.0189 | 18181.19 | 17916.91 | 24277.941 | 17093.3997 | 19096.6426 | 15099.7232 | 16646.9439 | 17107.0132 | 11178.3837 | 6599.8743 | 12808.685 | 13641.7546 | 9567.8999
Explicitly modelled load
Region | Technology | 2024-25 | 2025-26 | 2026-27 | 2027-28 | 2028-29 | 2029-30 | 2030-31 | 2031-32 | 2032-33 | 2033-34 | 2034-35 | 2035-36 | 2036-37 | 2037-38 | 2038-39 | 2039-40 | 2040-41 | 2041-42 | 2042-43 | 2043-44 | 2044-45 | 2045-46 | 2046-47 | 2047-48 | 2048-49
NEM | Grid Battery Pump | 144.0227 | 199.0528 | 202.5879 | 179.9037 | 180.5816 | 170.5777 | 176.8495 | 160.0988 | 158.707 | 155.2332 | 132.5078 | 126.9782 | 120.7958 | 100.049 | 98.0237 | 87.7964 | 79.1677 | 76.5948 | 74.2699 | 64.0507 | 51.0849 | 47.8001 | 43.5347 | 40.6999 | 37.9931
NEM | PHES Pump | 14641.0029 | 15987.0332 | 16494.8146 | 13807.156 | 17112.7052 | 18502.534 | 18589.9101 | 20693.9492 | 16690.6609 | 21722.2152 | 15370.7147 | 10679.859 | 15007.8052 | 13101.8148 | 16076.1126 | 11459.6574 | 12561.2339 | 12149.2717 | 11785.38 | 8243.1805 | 8961.9555 | 8218.6704 | 11575.21 | 8950.0173 | 5609.9957
NEM | VPP Pump | 29.9646 | 51.3796 | 78.1982 | 105.0318 | 147.2891 | 198.2116 | 228.3663 | 258.8069 | 300.5925 | 348.8108 | 342.5096 | 366.782 | 388.0105 | 359.5781 | 389.0462 | 376.5702 | 376.6727 | 388.4657 | 403.7264 | 399.2423 | 409.4408 | 402.5593 | 381.6921 | 360.6516 | 358.6359
Region | Technology | 2024-25 | 2025-26 | 2026-27 | 2027-28 | 2028-29 | 2029-30 | 2030-31 | 2031-32 | 2032-33 | 2033-34 | 2034-35 | 2035-36 | 2036-37 | 2037-38 | 2038-39 | 2039-40 | 2040-41 | 2041-42 | 2042-43 | 2043-44 | 2044-45 | 2045-46 | 2046-47 | 2047-48 | 2048-49
NSW1 | Grid Battery Pump | 38.4959 | 57.1943 | 54.2763 | 48.1799 | 45.1542 | 50.8905 | 72.2403 | 67.8688 | 65.1575 | 62.5197 | 54.4761 | 52.179 | 48.5753 | 41.5238 | 41.6285 | 38.598 | 35.8071 | 34.3117 | 32.7728 | 28.815 | 27.8234 | 25.7706 | 23.1105 | 22.0759 | 20.762
NSW1 | PHES Pump | 7445.852 | 10370.7978 | 11151.6178 | 9255.9218 | 13815.9996 | 14113.8297 | 9361.0773 | 8241.6162 | 7280.9994 | 8220.9268 | 6652.994 | 2961.5945 | 6539.9005 | 3773.8864 | 6015.5375 | 4000.7244 | 4148.9543 | 4440.3023 | 4922.0398 | 4192.5201 | 3434.6953 | 3664.8695 | 4821.153 | 3454.2643 | 1944.6545
NSW1 | VPP Pump | 8.007 | 17.8419 | 28.9485 | 40.1467 | 53.0643 | 74.7116 | 89.6935 | 104.2184 | 120.2167 | 136.5634 | 133.8123 | 145.5864 | 152.7695 | 143.7618 | 158.1646 | 155.8969 | 154.9176 | 158.431 | 160.3171 | 153.0629 | 159.4628 | 156.8523 | 145.0691 | 143.1226 | 139.56
Region | Technology | 2024-25 | 2025-26 | 2026-27 | 2027-28 | 2028-29 | 2029-30 | 2030-31 | 2031-32 | 2032-33 | 2033-34 | 2034-35 | 2035-36 | 2036-37 | 2037-38 | 2038-39 | 2039-40 | 2040-41 | 2041-42 | 2042-43 | 2043-44 | 2044-45 | 2045-46 | 2046-47 | 2047-48 | 2048-49
QLD1 | Grid Battery Pump | 45.5908 | 43.1307 | 37.2247 | 33.2642 | 34.7237 | 31.8387 | 26.8116 | 26.793 | 24.1578 | 25.2531 | 23.5801 | 20.8294 | 19.9638 | 18.001 | 13.7929 | 12.3679 | 13.5895 | 11.4938 | 12.0632 | 11.9026 | 4.4462 | 4.0883 | 3.6855 | 2.9756 | 2.973
QLD1 | PHES Pump | 7195.1509 | 5616.2354 | 5343.1968 | 4551.2342 | 3296.7056 | 4388.7043 | 9228.8328 | 12452.333 | 9409.6616 | 13501.2884 | 8717.7207 | 7718.2645 | 8467.9047 | 9327.9284 | 10060.5751 | 7458.933 | 8412.2796 | 7708.9694 | 6863.3402 | 4050.6604 | 5527.2602 | 4553.8009 | 6754.057 | 5495.753 | 3665.3412
QLD1 | VPP Pump | 4.3356 | 10.7946 | 16.6842 | 23.8823 | 36.2495 | 50.7501 | 55.8456 | 69.7413 | 75.5581 | 91.9146 | 96.3715 | 96.3648 | 101.9708 | 101.5385 | 99.2563 | 97.5866 | 113.441 | 101.3631 | 113.0563 | 121.2137 | 118.0229 | 113.8774 | 107.8659 | 90.6694 | 95.0852
Region | Technology | 2024-25 | 2025-26 | 2026-27 | 2027-28 | 2028-29 | 2029-30 | 2030-31 | 2031-32 | 2032-33 | 2033-34 | 2034-35 | 2035-36 | 2036-37 | 2037-38 | 2038-39 | 2039-40 | 2040-41 | 2041-42 | 2042-43 | 2043-44 | 2044-45 | 2045-46 | 2046-47 | 2047-48 | 2048-49
VIC1 | Grid Battery Pump | 28.246 | 72.0936 | 84.687 | 75.8617 | 77.2652 | 70.2366 | 59.8587 | 49.9424 | 52.0878 | 48.817 | 40.8151 | 39.5352 | 37.5142 | 29.3198 | 32.136 | 27.4378 | 21.5884 | 20.3639 | 19.9732 | 17.3671 | 16.6857 | 16.041 | 14.9836 | 14.0078 | 13.4776
VIC1 | PHES Pump | 0 | 0 | 0 | 0 | 0 | 0 | 0 | 0 | 0 | 0 | 0 | 0 | 0 | 0 | 0 | 0 | 0 | 0 | 0 | 0 | 0 | 0 | 0 | 0 | 0
VIC1 | VPP Pump | 8.9689 | 14.3342 | 21.2695 | 27.9348 | 39.0163 | 52.6833 | 57.2701 | 57.6501 | 69.8456 | 78.1154 | 74.9259 | 81.5264 | 85.4338 | 74.2023 | 89.1175 | 82.6555 | 69.6788 | 78.4213 | 80.8644 | 80.0129 | 83.138 | 83.9285 | 82.1791 | 80.4394 | 82.2976
Region | Technology | 2024-25 | 2025-26 | 2026-27 | 2027-28 | 2028-29 | 2029-30 | 2030-31 | 2031-32 | 2032-33 | 2033-34 | 2034-35 | 2035-36 | 2036-37 | 2037-38 | 2038-39 | 2039-40 | 2040-41 | 2041-42 | 2042-43 | 2043-44 | 2044-45 | 2045-46 | 2046-47 | 2047-48 | 2048-49
SA1 | Grid Battery Pump | 31.6899 | 26.6343 | 26.3999 | 22.5978 | 23.4386 | 17.612 | 17.9389 | 15.4946 | 17.3039 | 18.6433 | 13.6365 | 14.4346 | 14.7426 | 11.2044 | 10.4663 | 9.3927 | 8.1828 | 10.4254 | 9.4607 | 5.966 | 2.1296 | 1.9002 | 1.7551 | 1.6407 | 0.78046
SA1 | PHES Pump | 0 | 0 | 0 | 0 | 0 | 0 | 0 | 0 | 0 | 0 | 0 | 0 | 0 | 0 | 0 | 0 | 0 | 0 | 0 | 0 | 0 | 0 | 0 | 0 | 0
SA1 | VPP Pump | 8.5335 | 8.3647 | 11.1374 | 12.9656 | 17.5444 | 18.2938 | 23.5613 | 24.9096 | 31.9913 | 38.8597 | 34.5395 | 39.8824 | 43.7611 | 36.5948 | 37.7802 | 35.9154 | 34.1747 | 45.4532 | 44.0743 | 40.7227 | 44.1594 | 43.5731 | 41.827 | 40.7665 | 36.1933
Region | Technology | 2024-25 | 2025-26 | 2026-27 | 2027-28 | 2028-29 | 2029-30 | 2030-31 | 2031-32 | 2032-33 | 2033-34 | 2034-35 | 2035-36 | 2036-37 | 2037-38 | 2038-39 | 2039-40 | 2040-41 | 2041-42 | 2042-43 | 2043-44 | 2044-45 | 2045-46 | 2046-47 | 2047-48 | 2048-49
TAS1 | Grid Battery Pump | 0 | 0 | 0 | 0 | 0 | 0 | 0 | 0 | 0 | 0 | 0 | 0 | 0 | 0 | 0 | 0 | 0 | 0 | 0 | 0 | 0 | 0 | 0 | 0 | 0
TAS1 | PHES Pump | 0 | 0 | 0 | 0 | 0 | 0 | 0 | 0 | 0 | 0 | 0 | 0 | 0 | 0 | 0 | 0 | 0 | 0 | 0 | 0 | 0 | 0 | 0 | 0 | 0
TAS1 | VPP Pump | 0.11958 | 0.044194 | 0.1587 | 0.10232 | 1.4146 | 1.7726 | 1.9958 | 2.2875 | 2.9808 | 3.3577 | 2.8605 | 3.422 | 4.0753 | 3.4807 | 4.7276 | 4.5158 | 4.4607 | 4.7971 | 5.4143 | 4.2301 | 4.6576 | 4.328 | 4.751 | 5.6537 | 5.4997

## BaseCase_FOM Cost
FOM cost by technology ($000s) - BaseCase, Green Energy Exports Scenario
FOM | Real June 2023 dollars discounted to 1 July 2023. For new entrant capacity, the FOM is incurred annually in modelling. FOM costs do not include FOM of existing, committed and anticipated generators since there will be no difference in these costs between the Base Case and option case.
Explicitly modelled generation
Region | Technology | 2024-25 | 2025-26 | 2026-27 | 2027-28 | 2028-29 | 2029-30 | 2030-31 | 2031-32 | 2032-33 | 2033-34 | 2034-35 | 2035-36 | 2036-37 | 2037-38 | 2038-39 | 2039-40 | 2040-41 | 2041-42 | 2042-43 | 2043-44 | 2044-45 | 2045-46 | 2046-47 | 2047-48 | 2048-49
NEM | Black Coal | 0 | 0 | 0 | 0 | 0 | 0 | 0 | 0 | 0 | 0 | 0 | 0 | 0 | 0 | 0 | 0 | 0 | 0 | 0 | 0 | 0 | 0 | 0 | 0 | 0
NEM | Brown Coal | 0 | 0 | 0 | 0 | 0 | 0 | 0 | 0 | 0 | 0 | 0 | 0 | 0 | 0 | 0 | 0 | 0 | 0 | 0 | 0 | 0 | 0 | 0 | 0 | 0
NEM | CCGT | 0 | 0.00044824 | 0.00042422 | 0.00041026 | 0.00038589 | 0.00036064 | 0.00034337 | 0.00032176 | 0.00030127 | 0.00028156 | 0.00026374 | 0.00024714 | 0.00023032 | 0.00021701 | 0.00020282 | 0.00019005 | 0.00017712 | 0.00016553 | 0.0001547 | 0.00014496 | 0.0001351 | 0.00012626 | 0.000118 | 0.00011057 | 0.00010524
NEM | Gas - Steam | 0 | 0 | 0 | 0 | 0 | 0 | 0 | 0 | 0 | 0 | 0 | 0 | 0 | 0 | 0 | 0 | 0 | 0 | 0 | 0 | 0 | 0 | 0 | 0 | 0
NEM | OCGT / Diesel | 0 | 0.0086484 | 0.0086221 | 0.0091591 | 0.0096391 | 0.0099202 | 0.010121 | 0.011011 | 0.011765 | 0.01166 | 0.01601 | 0.015441 | 0.014834 | 0.023932 | 0.022618 | 0.021478 | 0.020277 | 0.019239 | 0.018317 | 0.017572 | 0.016801 | 0.016123 | 0.015522 | 0.015045 | 0.014639
NEM | Hydro | 0 | 0 | 0 | 0 | 0 | 0 | 0 | 0 | 0 | 0 | 0 | 0 | 0 | 0 | 0 | 0 | 0 | 0 | 0 | 0 | 0 | 0 | 0 | 0 | 0
NEM | Hydrogen Turbine | 0 | 0 | 0 | 0 | 0 | 0 | 25302.6042 | 27068.7551 | 41739.6808 | 39009.0475 | 72885.9629 | 85092.124 | 85287.685 | 82047.3147 | 76679.7336 | 113323.2099 | 108123.8551 | 103833.4081 | 97040.5686 | 127863.6387 | 119161.1838 | 111365.5924 | 104079.9929 | 97528.4777 | 111777.9681
NEM | Wind | 0 | 436005.6917 | 428953.2464 | 652103.2567 | 676978.495 | 891399.1888 | 1144899.1205 | 1210894.1156 | 1300794.6498 | 1250820.8769 | 1341860.7105 | 1257394.7162 | 1256656.576 | 1438443.0332 | 1346149.7513 | 1341994.4227 | 1250657.6994 | 1196744.6964 | 1183508.6203 | 1109010.4085 | 1033530.6796 | 1037473.6447 | 1027175.025 | 991073.9512 | 975673.3736
NEM | Solar PV | 0 | 164555.9947 | 156476.0244 | 188219.9861 | 281692.8228 | 299527.7379 | 326731.0335 | 416503.1306 | 498124.7867 | 475272.116 | 472489.4585 | 442747.7013 | 412614.1003 | 448512.7355 | 419170.7829 | 463043.4494 | 452334.2863 | 506480.8211 | 527500.5253 | 584658.8912 | 544866.7529 | 528428.6925 | 542520.4396 | 508652.5748 | 535623.8069
NEM | Grid Battery | 0 | 127685.4573 | 131686.0992 | 147649.8009 | 137600.6938 | 128598.7812 | 120185.7775 | 194606.8529 | 227680.0198 | 229829.6962 | 217884.8105 | 204169.6344 | 190273.7622 | 177826.1239 | 166192.642 | 155731.3584 | 155365.7986 | 176728.1098 | 199774.6357 | 226380.0181 | 210972.4986 | 207847.6783 | 194250.1783 | 182022.747 | 169634.215
NEM | PHES | 0 | 0 | 0 | 0 | 45451.9214 | 43196.542 | 62777.825 | 58826.1672 | 54822.4331 | 51235.9192 | 47884.0378 | 44869.8851 | 41816.0213 | 39080.4072 | 36523.7451 | 34224.6891 | 31895.3422 | 29808.732 | 27858.6294 | 26105.0187 | 24328.2999 | 22736.7309 | 21249.2827 | 19911.7063 | 18556.5072
NEM | VPP | 0 | 0 | 0 | 0 | 0 | 0 | 0 | 0 | 0 | 0 | 0 | 0 | 0 | 0 | 0 | 0 | 0 | 0 | 0 | 0 | 0 | 0 | 0 | 0 | 0
Total |  | 0 | 728247.1528 | 717115.379 | 987973.0533 | 1141723.943 | 1362722.2601 | 1679896.3711 | 1907899.0329 | 2123161.5822 | 2046167.6678 | 2153004.9964 | 2034274.0766 | 1986648.16 | 2185909.6387 | 2044716.6777 | 2108317.1511 | 1998377.002 | 2013595.7867 | 2035682.9977 | 2074017.9931 | 1932859.4318 | 1907852.3551 | 1889274.9341 | 1799189.4722 | 1811265.8856
Region | Technology | 2024-25 | 2025-26 | 2026-27 | 2027-28 | 2028-29 | 2029-30 | 2030-31 | 2031-32 | 2032-33 | 2033-34 | 2034-35 | 2035-36 | 2036-37 | 2037-38 | 2038-39 | 2039-40 | 2040-41 | 2041-42 | 2042-43 | 2043-44 | 2044-45 | 2045-46 | 2046-47 | 2047-48 | 2048-49
NSW1 | Black Coal | 0 | 0 | 0 | 0 | 0 | 0 | 0 | 0 | 0 | 0 | 0 | 0 | 0 | 0 | 0 | 0 | 0 | 0 | 0 | 0 | 0 | 0 | 0 | 0 | 0
NSW1 | Brown Coal | 0 | 0 | 0 | 0 | 0 | 0 | 0 | 0 | 0 | 0 | 0 | 0 | 0 | 0 | 0 | 0 | 0 | 0 | 0 | 0 | 0 | 0 | 0 | 0 | 0
NSW1 | CCGT | 0 | 9.8213e-05 | 9.1788e-05 | 8.601e-05 | 8.0156e-05 | 7.4912e-05 | 7.0012e-05 | 6.5605e-05 | 6.1139e-05 | 5.714e-05 | 5.3402e-05 | 5.004e-05 | 4.6634e-05 | 4.3584e-05 | 4.0732e-05 | 3.8168e-05 | 3.5571e-05 | 3.3243e-05 | 3.1069e-05 | 2.9113e-05 | 2.7132e-05 | 2.5357e-05 | 2.3698e-05 | 2.2206e-05 | 2.1067e-05
NSW1 | Gas - Steam | 0 | 0 | 0 | 0 | 0 | 0 | 0 | 0 | 0 | 0 | 0 | 0 | 0 | 0 | 0 | 0 | 0 | 0 | 0 | 0 | 0 | 0 | 0 | 0 | 0
NSW1 | OCGT / Diesel | 0 | 0.0017387 | 0.0017243 | 0.0017885 | 0.0018097 | 0.0022245 | 0.002134 | 0.0022199 | 0.0023209 | 0.0023446 | 0.002492 | 0.0024044 | 0.0023498 | 0.004292 | 0.0040374 | 0.0038097 | 0.0035747 | 0.0033665 | 0.0031718 | 0.0029957 | 0.002833 | 0.0026964 | 0.0025855 | 0.0025162 | 0.0024809
NSW1 | Hydro | 0 | 0 | 0 | 0 | 0 | 0 | 0 | 0 | 0 | 0 | 0 | 0 | 0 | 0 | 0 | 0 | 0 | 0 | 0 | 0 | 0 | 0 | 0 | 0 | 0
NSW1 | Hydrogen Turbine | 0 | 0 | 0 | 0 | 0 | 0 | 11656.8309 | 13341.3622 | 22764.4008 | 21275.1409 | 32866.0552 | 39400.7329 | 36719.1018 | 34316.9176 | 32071.8856 | 36882.235 | 34372.014 | 32123.3776 | 30021.8482 | 31724.1837 | 29565.022 | 27630.8616 | 25823.2352 | 24197.742 | 30014.411
NSW1 | Wind | 0 | 151900.5953 | 152986.9212 | 217401.7174 | 214974.7838 | 248764.1851 | 232490.0985 | 217855.5661 | 203028.2287 | 189746.0082 | 192526.3034 | 180407.3654 | 168128.7631 | 171241.0451 | 160038.3603 | 150479.3608 | 140237.6703 | 131063.2512 | 122489.0204 | 114778.7166 | 106966.8277 | 99968.9996 | 104985.8399 | 98402.9968 | 91705.6542
NSW1 | Solar PV | 0 | 108709.906 | 104283.4164 | 105513.2212 | 105231.0491 | 112540.7745 | 105178.294 | 140151.1931 | 139094.8895 | 129995.2239 | 121490.8644 | 113843.3884 | 106095.1578 | 99925.7799 | 93388.581 | 114638.6373 | 106836.2836 | 113867.0595 | 106417.8143 | 111184.5905 | 103617.3189 | 96838.6161 | 91372.6702 | 85903.1686 | 80703.7469
NSW1 | Grid Battery | 0 | 88517.1009 | 91254.4783 | 85510.292 | 79690.4245 | 74477.0327 | 69604.7035 | 95176.9201 | 103661.7312 | 100171.613 | 94478.3987 | 88531.2752 | 82505.7988 | 77108.2242 | 72063.7622 | 67527.5962 | 62931.6404 | 58850.7107 | 58308.8088 | 61619.9747 | 57426.094 | 64346.324 | 60136.7524 | 56351.3392 | 52516.0442
NSW1 | PHES | 0 | 0 | 0 | 0 | 13624.2019 | 12732.9169 | 11899.9226 | 11150.8592 | 10391.927 | 9712.0815 | 9076.7119 | 8505.3608 | 7926.4823 | 7407.9275 | 6923.2967 | 6487.4976 | 6045.9558 | 5650.4267 | 5280.7732 | 4948.3668 | 4611.5789 | 4309.8883 | 4027.9331 | 3774.3876 | 3517.5012
NSW1 | VPP | 0 | 0 | 0 | 0 | 0 | 0 | 0 | 0 | 0 | 0 | 0 | 0 | 0 | 0 | 0 | 0 | 0 | 0 | 0 | 0 | 0 | 0 | 0 | 0 | 0
Total |  | 0 | 349127.6041 | 348524.8178 | 408425.2325 | 413520.4611 | 448514.9115 | 430829.8517 | 477675.9029 | 478941.1795 | 450900.0698 | 450438.3361 | 430688.1252 | 401375.3063 | 389999.8986 | 364485.8899 | 376015.3307 | 350423.5677 | 341554.8291 | 322518.2681 | 324255.8354 | 302186.8443 | 293094.6923 | 286346.4334 | 268629.6367 | 258457.3601
Region | Technology | 2024-25 | 2025-26 | 2026-27 | 2027-28 | 2028-29 | 2029-30 | 2030-31 | 2031-32 | 2032-33 | 2033-34 | 2034-35 | 2035-36 | 2036-37 | 2037-38 | 2038-39 | 2039-40 | 2040-41 | 2041-42 | 2042-43 | 2043-44 | 2044-45 | 2045-46 | 2046-47 | 2047-48 | 2048-49
QLD1 | Black Coal | 0 | 0 | 0 | 0 | 0 | 0 | 0 | 0 | 0 | 0 | 0 | 0 | 0 | 0 | 0 | 0 | 0 | 0 | 0 | 0 | 0 | 0 | 0 | 0 | 0
QLD1 | Brown Coal | 0 | 0 | 0 | 0 | 0 | 0 | 0 | 0 | 0 | 0 | 0 | 0 | 0 | 0 | 0 | 0 | 0 | 0 | 0 | 0 | 0 | 0 | 0 | 0 | 0
QLD1 | CCGT | 0 | 8.5671e-05 | 8.1287e-05 | 8.0631e-05 | 7.5143e-05 | 7.0227e-05 | 6.5633e-05 | 6.1502e-05 | 5.7316e-05 | 5.3566e-05 | 5.0668e-05 | 4.7479e-05 | 4.4247e-05 | 4.1925e-05 | 3.9182e-05 | 3.6716e-05 | 3.4217e-05 | 3.1978e-05 | 2.9886e-05 | 2.8005e-05 | 2.6099e-05 | 2.4392e-05 | 2.2796e-05 | 2.1361e-05 | 2.0379e-05
QLD1 | Gas - Steam | 0 | 0 | 0 | 0 | 0 | 0 | 0 | 0 | 0 | 0 | 0 | 0 | 0 | 0 | 0 | 0 | 0 | 0 | 0 | 0 | 0 | 0 | 0 | 0 | 0
QLD1 | OCGT / Diesel | 0 | 0.001708 | 0.0016949 | 0.0017405 | 0.0017728 | 0.0017782 | 0.001877 | 0.0021556 | 0.0022711 | 0.0022761 | 0.0022688 | 0.0022895 | 0.0022883 | 0.0022913 | 0.0022881 | 0.0023095 | 0.0022978 | 0.0023026 | 0.0023125 | 0.0023399 | 0.0023479 | 0.0023568 | 0.0023724 | 0.0023974 | 0.0024202
QLD1 | Hydro | 0 | 0 | 0 | 0 | 0 | 0 | 0 | 0 | 0 | 0 | 0 | 0 | 0 | 0 | 0 | 0 | 0 | 0 | 0 | 0 | 0 | 0 | 0 | 0 | 0
QLD1 | Hydrogen Turbine | 0 | 0 | 0 | 0 | 0 | 0 | 7629.4344 | 7149.185 | 9196.9788 | 8595.3073 | 21555.5124 | 20198.6592 | 18823.9297 | 17592.4577 | 16441.5492 | 15406.6043 | 14358.0241 | 13418.7142 | 12540.8546 | 19565.9155 | 18234.2508 | 17041.3559 | 15926.5008 | 14923.9767 | 16096.3957
QLD1 | Wind | 0 | 170388.7075 | 159241.7837 | 216078.6355 | 201372.2367 | 247709.9485 | 293702.9549 | 295512.0126 | 307398.4814 | 322413.241 | 334378.2623 | 313330.1803 | 311069.6289 | 309234.5647 | 290814.7127 | 292733.0938 | 272809.5521 | 254962.2003 | 303338.0621 | 284243.8706 | 264898.1105 | 319125.447 | 341756.5679 | 336434.6975 | 313536.8189
QLD1 | Solar PV | 0 | 0.025245 | 0.0237 | 0.086323 | 30167.4891 | 48853.684 | 50342.007 | 71504.589 | 102737.1425 | 105750.953 | 125617.9114 | 117710.6505 | 109699.2128 | 128008.9946 | 119634.5746 | 118662.1837 | 131391.7573 | 138642.5455 | 183726.4341 | 202219.0677 | 188455.9502 | 195334.4841 | 230348.1492 | 215848.4423 | 204261.1214
QLD1 | Grid Battery | 0 | 6180.6814 | 8970.6074 | 8873.7139 | 8269.7651 | 7728.7525 | 7223.1332 | 6768.4613 | 11839.2582 | 24817.8672 | 25343.7774 | 23748.4649 | 22132.1345 | 20684.2386 | 19331.0646 | 18114.2341 | 27114.9522 | 30322.0852 | 59638.4294 | 62421.814 | 58173.3585 | 54367.664 | 50810.9064 | 47612.5165 | 44371.9882
QLD1 | PHES | 0 | 0 | 0 | 0 | 13890.1745 | 12981.4719 | 12132.217 | 11368.5313 | 10594.7844 | 9901.6679 | 9253.8955 | 8671.3913 | 8081.2128 | 7552.5355 | 7058.4445 | 6614.1373 | 6163.9764 | 5760.7259 | 5383.8567 | 5044.9607 | 4701.5985 | 4394.0179 | 4106.5602 | 3848.0649 | 3586.1639
QLD1 | VPP | 0 | 0 | 0 | 0 | 0 | 0 | 0 | 0 | 0 | 0 | 0 | 0 | 0 | 0 | 0 | 0 | 0 | 0 | 0 | 0 | 0 | 0 | 0 | 0 | 0
Total |  | 0 | 176569.416 | 168212.4166 | 224952.4375 | 253699.6671 | 317273.8586 | 371029.7484 | 392302.7814 | 441766.6476 | 471479.0386 | 516149.3612 | 483659.3486 | 469806.121 | 483072.7934 | 453280.3479 | 451530.2556 | 451838.2644 | 443106.2733 | 564627.6392 | 573495.6309 | 534463.2709 | 590262.9712 | 642948.687 | 618667.7003 | 581852.4906
Region | Technology | 2024-25 | 2025-26 | 2026-27 | 2027-28 | 2028-29 | 2029-30 | 2030-31 | 2031-32 | 2032-33 | 2033-34 | 2034-35 | 2035-36 | 2036-37 | 2037-38 | 2038-39 | 2039-40 | 2040-41 | 2041-42 | 2042-43 | 2043-44 | 2044-45 | 2045-46 | 2046-47 | 2047-48 | 2048-49
VIC1 | Black Coal | 0 | 0 | 0 | 0 | 0 | 0 | 0 | 0 | 0 | 0 | 0 | 0 | 0 | 0 | 0 | 0 | 0 | 0 | 0 | 0 | 0 | 0 | 0 | 0 | 0
VIC1 | Brown Coal | 0 | 0 | 0 | 0 | 0 | 0 | 0 | 0 | 0 | 0 | 0 | 0 | 0 | 0 | 0 | 0 | 0 | 0 | 0 | 0 | 0 | 0 | 0 | 0 | 0
VIC1 | CCGT | 0 | 9.7026e-05 | 9.0679e-05 | 8.7691e-05 | 8.1723e-05 | 7.6377e-05 | 7.138e-05 | 6.6887e-05 | 6.2335e-05 | 5.8257e-05 | 5.4445e-05 | 5.1018e-05 | 4.7546e-05 | 4.4436e-05 | 4.1529e-05 | 3.8914e-05 | 3.6266e-05 | 3.3893e-05 | 3.1676e-05 | 2.9682e-05 | 2.7662e-05 | 2.5852e-05 | 2.4161e-05 | 2.264e-05 | 2.1392e-05
VIC1 | Gas - Steam | 0 | 0 | 0 | 0 | 0 | 0 | 0 | 0 | 0 | 0 | 0 | 0 | 0 | 0 | 0 | 0 | 0 | 0 | 0 | 0 | 0 | 0 | 0 | 0 | 0
VIC1 | OCGT / Diesel | 0 | 0.0017333 | 0.001775 | 0.002068 | 0.0024777 | 0.0023566 | 0.0022861 | 0.0023243 | 0.0026109 | 0.0024887 | 0.0055553 | 0.0052642 | 0.0049301 | 0.0046333 | 0.0043545 | 0.0041069 | 0.0038522 | 0.0036262 | 0.0034148 | 0.0032256 | 0.0030292 | 0.0028515 | 0.0026848 | 0.0025447 | 0.0024503
VIC1 | Hydro | 0 | 0 | 0 | 0 | 0 | 0 | 0 | 0 | 0 | 0 | 0 | 0 | 0 | 0 | 0 | 0 | 0 | 0 | 0 | 0 | 0 | 0 | 0 | 0 | 0
VIC1 | Hydrogen Turbine | 0 | 0 | 0 | 0 | 0 | 0 | 0 | 0 | 0 | 0 | 0 | 2107.9173 | 7951.4195 | 9770.431 | 9131.2441 | 35624.2136 | 33199.6142 | 31027.6768 | 28997.8288 | 39549.0923 | 36857.3639 | 34446.1345 | 32192.649 | 30166.2209 | 37633.93
VIC1 | Wind | 0 | 69869.4071 | 65298.512 | 130276.5579 | 121409.8846 | 157385.2964 | 277451.5915 | 352519.3711 | 448168.654 | 418849.211 | 512910.161 | 480624.0511 | 513688.4194 | 603028.1204 | 563577.7028 | 581937.0279 | 542330.1406 | 506850.5987 | 473692.1484 | 443874.6858 | 413664.3814 | 386602.2257 | 361310.4918 | 338567.1092 | 315524.0872
VIC1 | Solar PV | 0 | 21846.8304 | 20417.5987 | 52827.115 | 94476.9463 | 89705.8578 | 83837.255 | 78559.9583 | 102138.1881 | 95456.2506 | 90109.1848 | 84437.0889 | 78690.2639 | 74355.9621 | 69491.5534 | 65117.2744 | 60685.3645 | 56715.2947 | 53004.9484 | 52106.2029 | 48559.832 | 45383.0206 | 42414.0386 | 39744.2055 | 38363.6923
VIC1 | Grid Battery | 0 | 16620.797 | 16164.8644 | 34323.7747 | 31987.6838 | 29895.0318 | 27939.2821 | 29725.2953 | 39986.287 | 37370.362 | 34925.5738 | 32727.1168 | 30499.6953 | 28504.3933 | 26639.6204 | 24962.7396 | 23263.7653 | 21741.8376 | 20319.4752 | 19040.4361 | 17744.5364 | 16583.6809 | 15498.7717 | 14523.18 | 13534.7289
VIC1 | PHES | 0 | 0 | 0 | 0 | 13987.3797 | 13072.3175 | 12217.1191 | 11448.0891 | 10668.9271 | 9970.9599 | 9318.6541 | 8732.0735 | 8137.7648 | 7605.3877 | 7107.839 | 6660.4224 | 6207.1111 | 5801.0385 | 5421.5313 | 5080.2626 | 4734.4977 | 4424.7642 | 4135.2937 | 3874.9897 | 3611.2562
VIC1 | VPP | 0 | 0 | 0 | 0 | 0 | 0 | 0 | 0 | 0 | 0 | 0 | 0 | 0 | 0 | 0 | 0 | 0 | 0 | 0 | 0 | 0 | 0 | 0 | 0 | 0
Total |  | 0 | 108337.0364 | 101880.977 | 217427.4498 | 261861.8968 | 290058.5059 | 401445.25 | 472252.7161 | 600962.059 | 561646.786 | 647263.5793 | 608628.253 | 638967.568 | 723264.2992 | 675947.964 | 714301.6822 | 665685.9996 | 622136.4499 | 581435.9355 | 559650.683 | 521560.6145 | 487439.8288 | 455551.2476 | 426875.7079 | 408667.697
Region | Technology | 2024-25 | 2025-26 | 2026-27 | 2027-28 | 2028-29 | 2029-30 | 2030-31 | 2031-32 | 2032-33 | 2033-34 | 2034-35 | 2035-36 | 2036-37 | 2037-38 | 2038-39 | 2039-40 | 2040-41 | 2041-42 | 2042-43 | 2043-44 | 2044-45 | 2045-46 | 2046-47 | 2047-48 | 2048-49
SA1 | Black Coal | 0 | 0 | 0 | 0 | 0 | 0 | 0 | 0 | 0 | 0 | 0 | 0 | 0 | 0 | 0 | 0 | 0 | 0 | 0 | 0 | 0 | 0 | 0 | 0 | 0
SA1 | Brown Coal | 0 | 0 | 0 | 0 | 0 | 0 | 0 | 0 | 0 | 0 | 0 | 0 | 0 | 0 | 0 | 0 | 0 | 0 | 0 | 0 | 0 | 0 | 0 | 0 | 0
SA1 | CCGT | 0 | 9.5223e-05 | 8.8993e-05 | 8.3391e-05 | 7.7716e-05 | 7.2631e-05 | 6.788e-05 | 6.3607e-05 | 5.9278e-05 | 5.54e-05 | 5.1776e-05 | 4.8516e-05 | 4.5214e-05 | 4.2699e-05 | 3.9905e-05 | 3.7393e-05 | 3.4848e-05 | 3.2569e-05 | 3.0438e-05 | 2.8522e-05 | 2.6581e-05 | 2.4842e-05 | 2.3217e-05 | 2.1755e-05 | 2.0759e-05
SA1 | Gas - Steam | 0 | 0 | 0 | 0 | 0 | 0 | 0 | 0 | 0 | 0 | 0 | 0 | 0 | 0 | 0 | 0 | 0 | 0 | 0 | 0 | 0 | 0 | 0 | 0 | 0
SA1 | OCGT / Diesel | 0 | 0.001772 | 0.0017421 | 0.0018276 | 0.001818 | 0.0017925 | 0.0018902 | 0.0021573 | 0.0022748 | 0.0022788 | 0.0023805 | 0.0023367 | 0.0023015 | 0.0029405 | 0.0027795 | 0.0026406 | 0.0025002 | 0.0023929 | 0.0023344 | 0.0023434 | 0.0023483 | 0.0023565 | 0.002372 | 0.002397 | 0.00242
SA1 | Hydro | 0 | 0 | 0 | 0 | 0 | 0 | 0 | 0 | 0 | 0 | 0 | 0 | 0 | 0 | 0 | 0 | 0 | 0 | 0 | 0 | 0 | 0 | 0 | 0 | 0
SA1 | Hydrogen Turbine | 0 | 0 | 0 | 0 | 0 | 0 | 5731.2484 | 6001.3163 | 9003.3934 | 8414.3864 | 17338.4096 | 20823.0117 | 19405.7885 | 18136.2509 | 16949.7672 | 20456.9015 | 19064.5959 | 20600.4555 | 19252.7621 | 31189.1602 | 29066.4123 | 27164.8713 | 25387.7302 | 23789.6508 | 22170.5168
SA1 | Wind | 0 | 43846.9665 | 45651.8608 | 68601.5767 | 89456.3291 | 148003.7429 | 161669.2562 | 151492.6769 | 141182.0243 | 131945.8173 | 123313.8488 | 115551.6218 | 107687.1298 | 157507.9882 | 147203.7275 | 138249.0071 | 128839.7198 | 148316.6679 | 138613.7085 | 129888.4044 | 121048.1432 | 113129.106 | 108236.2681 | 113763.2101 | 136339.3411
SA1 | Solar PV | 0 | 33999.2286 | 31774.9801 | 29879.5566 | 51817.3291 | 48427.4105 | 83964.2085 | 121606.1073 | 136308.9105 | 127391.5054 | 119684.4108 | 112150.6455 | 104517.6237 | 133500.6493 | 124766.962 | 116913.266 | 108956.0983 | 155700.0498 | 145514.0653 | 182032.8347 | 169643.6007 | 158545.4212 | 148173.2912 | 138846.2387 | 150423.9133
SA1 | Grid Battery | 0 | 16366.8714 | 15296.1416 | 18942.0111 | 17652.8097 | 16497.9531 | 15418.6478 | 62936.0838 | 72192.6568 | 67469.7729 | 63136.9843 | 59162.7057 | 55136.0664 | 51529.0361 | 48157.978 | 45126.5818 | 42055.2474 | 65813.2953 | 61507.753 | 83297.6219 | 77628.3497 | 72549.8597 | 67803.6075 | 63535.5794 | 59211.3207
SA1 | PHES | 0 | 0 | 0 | 0 | 0 | 0 | 0 | 0 | 0 | 0 | 0 | 0 | 0 | 0 | 0 | 0 | 0 | 0 | 0 | 0 | 0 | 0 | 0 | 0 | 0
SA1 | VPP | 0 | 0 | 0 | 0 | 0 | 0 | 0 | 0 | 0 | 0 | 0 | 0 | 0 | 0 | 0 | 0 | 0 | 0 | 0 | 0 | 0 | 0 | 0 | 0 | 0
Total |  | 0 | 94213.0685 | 92722.9843 | 117423.1463 | 158926.4697 | 212929.1083 | 266783.3629 | 342036.1866 | 358686.9874 | 335221.4844 | 323473.6559 | 307687.987 | 286746.6107 | 360673.9275 | 337078.4375 | 320745.7591 | 298915.6639 | 390430.471 | 364888.2913 | 426408.0235 | 397386.5083 | 371389.2607 | 349600.8994 | 339934.6814 | 368145.0943
Region | Technology | 2024-25 | 2025-26 | 2026-27 | 2027-28 | 2028-29 | 2029-30 | 2030-31 | 2031-32 | 2032-33 | 2033-34 | 2034-35 | 2035-36 | 2036-37 | 2037-38 | 2038-39 | 2039-40 | 2040-41 | 2041-42 | 2042-43 | 2043-44 | 2044-45 | 2045-46 | 2046-47 | 2047-48 | 2048-49
TAS1 | Black Coal | 0 | 0 | 0 | 0 | 0 | 0 | 0 | 0 | 0 | 0 | 0 | 0 | 0 | 0 | 0 | 0 | 0 | 0 | 0 | 0 | 0 | 0 | 0 | 0 | 0
TAS1 | Brown Coal | 0 | 0 | 0 | 0 | 0 | 0 | 0 | 0 | 0 | 0 | 0 | 0 | 0 | 0 | 0 | 0 | 0 | 0 | 0 | 0 | 0 | 0 | 0 | 0 | 0
TAS1 | CCGT | 0 | 7.2106e-05 | 7.147e-05 | 7.2541e-05 | 7.1149e-05 | 6.6495e-05 | 6.8467e-05 | 6.4157e-05 | 6.1197e-05 | 5.7194e-05 | 5.3452e-05 | 5.0088e-05 | 4.6679e-05 | 4.4372e-05 | 4.1469e-05 | 3.8858e-05 | 3.6214e-05 | 3.3845e-05 | 3.163e-05 | 2.9639e-05 | 2.7622e-05 | 2.5815e-05 | 2.4126e-05 | 2.2608e-05 | 2.1646e-05
TAS1 | Gas - Steam | 0 | 0 | 0 | 0 | 0 | 0 | 0 | 0 | 0 | 0 | 0 | 0 | 0 | 0 | 0 | 0 | 0 | 0 | 0 | 0 | 0 | 0 | 0 | 0 | 0
TAS1 | OCGT / Diesel | 0 | 0.0016965 | 0.0016858 | 0.0017344 | 0.001761 | 0.0017684 | 0.0019339 | 0.0021544 | 0.0022874 | 0.0022722 | 0.0033136 | 0.0031459 | 0.0029641 | 0.0097745 | 0.0091588 | 0.0086109 | 0.0080518 | 0.0075506 | 0.0070838 | 0.0066673 | 0.0062423 | 0.0058621 | 0.0055074 | 0.0051893 | 0.0048679
TAS1 | Hydro | 0 | 0 | 0 | 0 | 0 | 0 | 0 | 0 | 0 | 0 | 0 | 0 | 0 | 0 | 0 | 0 | 0 | 0 | 0 | 0 | 0 | 0 | 0 | 0 | 0
TAS1 | Hydrogen Turbine | 0 | 0 | 0 | 0 | 0 | 0 | 285.0905 | 576.8917 | 774.9079 | 724.213 | 1125.9857 | 2561.8029 | 2387.4455 | 2231.2575 | 2085.2874 | 4953.2555 | 7129.6069 | 6663.184 | 6227.2748 | 5835.287 | 5438.1349 | 5082.369 | 4749.8776 | 4450.8875 | 5862.7147
TAS1 | Wind | 0 | 0.015161 | 5774.1687 | 19744.7692 | 49765.2609 | 89536.016 | 179585.2195 | 193514.4888 | 201017.2613 | 187866.5995 | 178732.135 | 167481.4976 | 156082.6348 | 197431.3149 | 184515.2481 | 178595.933 | 166440.6167 | 155551.9783 | 145375.6809 | 136224.7312 | 126953.2169 | 118647.8664 | 110885.8573 | 103905.9375 | 118567.4721
TAS1 | Solar PV | 0 | 0.0044177 | 0.0055137 | 0.0069859 | 0.0093308 | 0.01114 | 3409.2689 | 4681.2829 | 17845.6561 | 16678.1832 | 15587.0871 | 14605.928 | 13611.8421 | 12721.3497 | 11889.1119 | 47712.088 | 44464.7826 | 41555.8716 | 38837.2632 | 37116.1955 | 34590.0511 | 32327.1506 | 30212.2904 | 28310.5197 | 61871.333
TAS1 | Grid Battery | 0 | 0.0065363 | 0.0074596 | 0.0091734 | 0.010747 | 0.011052 | 0.010824 | 0.092454 | 0.086514 | 0.081037 | 0.076399 | 0.071818 | 0.067134 | 0.23165 | 0.21676 | 0.20667 | 0.19329 | 0.18097 | 0.16941 | 0.17134 | 0.15995 | 0.14966 | 0.14025 | 0.13182 | 0.13307
TAS1 | PHES | 0 | 0 | 0 | 0 | 3950.1653 | 4409.8358 | 26528.5663 | 24858.6877 | 23166.7946 | 21651.21 | 20234.7763 | 18961.0594 | 17670.5614 | 16514.5565 | 15434.165 | 14462.6318 | 13478.2989 | 12596.541 | 11772.4682 | 11031.4286 | 10280.6247 | 9608.0605 | 8979.4958 | 8414.2642 | 7841.5858
TAS1 | VPP | 0 | 0 | 0 | 0 | 0 | 0 | 0 | 0 | 0 | 0 | 0 | 0 | 0 | 0 | 0 | 0 | 0 | 0 | 0 | 0 | 0 | 0 | 0 | 0 | 0
Total |  | 0 | 0.027884 | 5774.1834 | 19744.7872 | 53715.4482 | 93945.8758 | 209808.158 | 223631.4458 | 242804.7088 | 226920.289 | 215680.0639 | 203610.3628 | 189752.554 | 228898.7201 | 213924.0383 | 245724.1236 | 231513.5063 | 216367.7634 | 202212.8636 | 190207.8203 | 177262.1938 | 165665.602 | 154827.6668 | 145081.7459 | 194143.2436

## BaseCase_Fuel Cost
Fuel cost by technology ($000s) - BaseCase, Green Energy Exports Scenario
Fuel | Real June 2023 dollars discounted to 1 July 2023
Explicitly modelled generation
Region | Technology | 2024-25 | 2025-26 | 2026-27 | 2027-28 | 2028-29 | 2029-30 | 2030-31 | 2031-32 | 2032-33 | 2033-34 | 2034-35 | 2035-36 | 2036-37 | 2037-38 | 2038-39 | 2039-40 | 2040-41 | 2041-42 | 2042-43 | 2043-44 | 2044-45 | 2045-46 | 2046-47 | 2047-48 | 2048-49
NEM | Black Coal | 1871050.694 | 844546.0117 | 815790.196 | 498641.006 | 423353.413 | 221319.614 | 46666.648 | 11100.602 | 9873.274 | 0 | 0 | 0 | 0 | 0 | 0 | 0 | 0 | 0 | 0 | 0 | 0 | 0 | 0 | 0 | 0
NEM | Brown Coal | 164187.095 | 154763.064 | 136421.39 | 73705.339 | 27759.692 | 25823.363 | 22828.93 | 0 | 0 | 0 | 0 | 0 | 0 | 0 | 0 | 0 | 0 | 0 | 0 | 0 | 0 | 0 | 0 | 0 | 0
NEM | CCGT | 1002149.69 | 200045.8211 | 123843.5754 | 123504.0035 | 112335.0672 | 75105.787 | 71060.9803 | 41262.2449 | 49548.9748 | 36622.0717 | 52979.2602 | 38290.8819 | 29490.0941 | 28085.8882 | 26182.231 | 24903.7285 | 22113.9739 | 22300.1757 | 20654.6173 | 19453.3989 | 17747.2105 | 16492.744 | 14973.9437 | 14825.1885 | 13956.5053
NEM | Gas - Steam | 44727.054 | 6341.4707 | 5957.7685 | 6532.744 | 16961.618 | 9692.71 | 10821.016 | 298.727 | 5475.3625 | 0.00054918 | 8464.129 | 5067.151 | 0.00046769 | 12761.513 | 0.00048442 | 0 | 0 | 0 | 0 | 0 | 0 | 0 | 0 | 0 | 0
NEM | OCGT / Diesel | 346181.7954 | 45047.2443 | 25507.7561 | 33934.0373 | 63913.3754 | 34974.4427 | 36010.8445 | 2962.3103 | 14949.7494 | 1069.5134 | 41809.6487 | 16878.3508 | 555.501 | 46688.2325 | 1062.779 | 655.1279 | 2695.7003 | 650.165 | 0.0099371 | 2319.612 | 0.0079463 | 0.0071198 | 0.0065158 | 0.0058498 | 0.0056624
NEM | Hydro | 0 | 0 | 0 | 0 | 0 | 0 | 0 | 0 | 0 | 0 | 0 | 0 | 0 | 0 | 0 | 0 | 0 | 0 | 0 | 0 | 0 | 0 | 0 | 0 | 0
NEM | Hydrogen Turbine | 0 | 0 | 0 | 0 | 0 | 0 | 222574.653 | 289334.735 | 374197.364 | 395928.7725 | 620648.259 | 536263.4535 | 669394.4605 | 771665.76 | 538668.1845 | 931635.034 | 1001477.248 | 1092483.092 | 594206.412 | 1006567.802 | 649961.872 | 629181.8209 | 955836.426 | 667916.481 | 834049.698
NEM | Wind | 0 | 0 | 0 | 0 | 0 | 0 | 0 | 0 | 0 | 0 | 0 | 0 | 0 | 0 | 0 | 0 | 0 | 0 | 0 | 0 | 0 | 0 | 0 | 0 | 0
NEM | Solar PV | 0 | 0 | 0 | 0 | 0 | 0 | 0 | 0 | 0 | 0 | 0 | 0 | 0 | 0 | 0 | 0 | 0 | 0 | 0 | 0 | 0 | 0 | 0 | 0 | 0
NEM | Grid Battery | 0 | 0 | 0 | 0 | 0 | 0 | 0 | 0 | 0 | 0 | 0 | 0 | 0 | 0 | 0 | 0 | 0 | 0 | 0 | 0 | 0 | 0 | 0 | 0 | 0
NEM | PHES | 0 | 0 | 0 | 0 | 0 | 0 | 0 | 0 | 0 | 0 | 0 | 0 | 0 | 0 | 0 | 0 | 0 | 0 | 0 | 0 | 0 | 0 | 0 | 0 | 0
NEM | VPP | 0 | 0 | 0 | 0 | 0 | 0 | 0 | 0 | 0 | 0 | 0 | 0 | 0 | 0 | 0 | 0 | 0 | 0 | 0 | 0 | 0 | 0 | 0 | 0 | 0
Total |  | 3428296.3283 | 1250743.6118 | 1107520.6859 | 736317.1298 | 644323.1657 | 366915.9168 | 409963.0718 | 344958.6192 | 454044.7247 | 433620.3581 | 723901.2969 | 596499.8372 | 699440.056 | 859201.3937 | 565913.195 | 957193.8904 | 1026286.9222 | 1115433.4326 | 614861.0393 | 1028340.8128 | 667709.0904 | 645674.572 | 970810.3762 | 682741.6753 | 848006.209
Region | Technology | 2024-25 | 2025-26 | 2026-27 | 2027-28 | 2028-29 | 2029-30 | 2030-31 | 2031-32 | 2032-33 | 2033-34 | 2034-35 | 2035-36 | 2036-37 | 2037-38 | 2038-39 | 2039-40 | 2040-41 | 2041-42 | 2042-43 | 2043-44 | 2044-45 | 2045-46 | 2046-47 | 2047-48 | 2048-49
NSW1 | Black Coal | 1151558.732 | 360468.2827 | 366791.436 | 226963.914 | 203533.048 | 78973.428 | 35313.94 | 0 | 0 | 0 | 0 | 0 | 0 | 0 | 0 | 0 | 0 | 0 | 0 | 0 | 0 | 0 | 0 | 0 | 0
NSW1 | Brown Coal | 0 | 0 | 0 | 0 | 0 | 0 | 0 | 0 | 0 | 0 | 0 | 0 | 0 | 0 | 0 | 0 | 0 | 0 | 0 | 0 | 0 | 0 | 0 | 0 | 0
NSW1 | CCGT | 239593.968 | 45818.2722 | 23147.2051 | 26326.7387 | 20667.4004 | 13588.7563 | 7049.3396 | 3153.3274 | 6093.1402 | 393.7497 | 2881.004 | 2050.5865 | 0.0017259 | 319.2564 | 0.0015705 | 0.0016086 | 0.0013916 | 0.0013313 | 0.0012538 | 0.00091046 | 0.0008493 | 0.00080262 | 0.00076446 | 0.00072741 | 0.00069552
NSW1 | Gas - Steam | 0 | 0 | 0 | 0 | 0 | 0 | 0 | 0 | 0 | 0 | 0 | 0 | 0 | 0 | 0 | 0 | 0 | 0 | 0 | 0 | 0 | 0 | 0 | 0 | 0
NSW1 | OCGT / Diesel | 141.4284 | 0.010674 | 0.0077912 | 1400.0117 | 55.3086 | 2293.6432 | 3185.4738 | 0.0043575 | 0.0045423 | 652.5737 | 5827.893 | 0.0033735 | 0.0030698 | 5129.5304 | 0.0027944 | 0.0027058 | 0.0024775 | 0.0023888 | 0.0022393 | 1737.212 | 0.0013344 | 0.0012598 | 0.0012029 | 0.0011412 | 0.0010949
NSW1 | Hydro | 0 | 0 | 0 | 0 | 0 | 0 | 0 | 0 | 0 | 0 | 0 | 0 | 0 | 0 | 0 | 0 | 0 | 0 | 0 | 0 | 0 | 0 | 0 | 0 | 0
NSW1 | Hydrogen Turbine | 0 | 0 | 0 | 0 | 0 | 0 | 74164.12 | 131426.944 | 173068.032 | 219721.344 | 243563.248 | 259629.28 | 282445.12 | 296564.256 | 297930.656 | 364027.712 | 461152.8 | 450433.728 | 274021.44 | 446765.344 | 240539.648 | 314522.144 | 311987.232 | 216029.456 | 281116.224
NSW1 | Wind | 0 | 0 | 0 | 0 | 0 | 0 | 0 | 0 | 0 | 0 | 0 | 0 | 0 | 0 | 0 | 0 | 0 | 0 | 0 | 0 | 0 | 0 | 0 | 0 | 0
NSW1 | Solar PV | 0 | 0 | 0 | 0 | 0 | 0 | 0 | 0 | 0 | 0 | 0 | 0 | 0 | 0 | 0 | 0 | 0 | 0 | 0 | 0 | 0 | 0 | 0 | 0 | 0
NSW1 | Grid Battery | 0 | 0 | 0 | 0 | 0 | 0 | 0 | 0 | 0 | 0 | 0 | 0 | 0 | 0 | 0 | 0 | 0 | 0 | 0 | 0 | 0 | 0 | 0 | 0 | 0
NSW1 | PHES | 0 | 0 | 0 | 0 | 0 | 0 | 0 | 0 | 0 | 0 | 0 | 0 | 0 | 0 | 0 | 0 | 0 | 0 | 0 | 0 | 0 | 0 | 0 | 0 | 0
NSW1 | VPP | 0 | 0 | 0 | 0 | 0 | 0 | 0 | 0 | 0 | 0 | 0 | 0 | 0 | 0 | 0 | 0 | 0 | 0 | 0 | 0 | 0 | 0 | 0 | 0 | 0
Total |  | 1391294.1284 | 406286.5655 | 389938.6489 | 254690.6644 | 224255.757 | 94855.8275 | 119712.8733 | 134580.2757 | 179161.1768 | 220767.6675 | 252272.1451 | 261679.8699 | 282445.1248 | 302013.0428 | 297930.6604 | 364027.7163 | 461152.8039 | 450433.7317 | 274021.4435 | 448502.5569 | 240539.6502 | 314522.1461 | 311987.234 | 216029.4579 | 281116.2258
Region | Technology | 2024-25 | 2025-26 | 2026-27 | 2027-28 | 2028-29 | 2029-30 | 2030-31 | 2031-32 | 2032-33 | 2033-34 | 2034-35 | 2035-36 | 2036-37 | 2037-38 | 2038-39 | 2039-40 | 2040-41 | 2041-42 | 2042-43 | 2043-44 | 2044-45 | 2045-46 | 2046-47 | 2047-48 | 2048-49
QLD1 | Black Coal | 719491.962 | 484077.729 | 448998.76 | 271677.092 | 219820.365 | 142346.186 | 11352.708 | 11100.602 | 9873.274 | 0 | 0 | 0 | 0 | 0 | 0 | 0 | 0 | 0 | 0 | 0 | 0 | 0 | 0 | 0 | 0
QLD1 | Brown Coal | 0 | 0 | 0 | 0 | 0 | 0 | 0 | 0 | 0 | 0 | 0 | 0 | 0 | 0 | 0 | 0 | 0 | 0 | 0 | 0 | 0 | 0 | 0 | 0 | 0
QLD1 | CCGT | 491396.29 | 106864.9081 | 84043.3292 | 82588.0437 | 73111.4782 | 57458.6145 | 51696.868 | 37625.5357 | 37433.0049 | 36228.3171 | 43026.9604 | 31496.5819 | 29490.0883 | 27766.6282 | 26182.2261 | 24903.7237 | 22113.9695 | 22300.1715 | 20654.6134 | 19453.3953 | 17747.2072 | 16492.7409 | 14973.9407 | 14825.1857 | 13956.5026
QLD1 | Gas - Steam | 0 | 0 | 0 | 0 | 0 | 0 | 0 | 0 | 0 | 0 | 0 | 0 | 0 | 0 | 0 | 0 | 0 | 0 | 0 | 0 | 0 | 0 | 0 | 0 | 0
QLD1 | OCGT / Diesel | 0.010904 | 0.0082774 | 0.0069758 | 0.0069492 | 212.9385 | 0.0056911 | 0.0053465 | 0.0045965 | 0.0044764 | 0.0030715 | 0.00249 | 0.0020645 | 0.0019491 | 0.0019038 | 0.0017724 | 0.0016886 | 0.0015633 | 0.0014886 | 0.0014031 | 0.0013545 | 0.0012269 | 0.0011554 | 0.00109 | 0.0010209 | 0.00097865
QLD1 | Hydro | 0 | 0 | 0 | 0 | 0 | 0 | 0 | 0 | 0 | 0 | 0 | 0 | 0 | 0 | 0 | 0 | 0 | 0 | 0 | 0 | 0 | 0 | 0 | 0 | 0
QLD1 | Hydrogen Turbine | 0 | 0 | 0 | 0 | 0 | 0 | 93893.56 | 87875.264 | 120310.624 | 82932.776 | 280400.16 | 169140.656 | 252856.144 | 305149.184 | 126542.248 | 126437.584 | 51094.58 | 126878.352 | 74795.552 | 66056.836 | 115720.384 | 185046.08 | 166808.736 | 92241.24 | 93219.264
QLD1 | Wind | 0 | 0 | 0 | 0 | 0 | 0 | 0 | 0 | 0 | 0 | 0 | 0 | 0 | 0 | 0 | 0 | 0 | 0 | 0 | 0 | 0 | 0 | 0 | 0 | 0
QLD1 | Solar PV | 0 | 0 | 0 | 0 | 0 | 0 | 0 | 0 | 0 | 0 | 0 | 0 | 0 | 0 | 0 | 0 | 0 | 0 | 0 | 0 | 0 | 0 | 0 | 0 | 0
QLD1 | Grid Battery | 0 | 0 | 0 | 0 | 0 | 0 | 0 | 0 | 0 | 0 | 0 | 0 | 0 | 0 | 0 | 0 | 0 | 0 | 0 | 0 | 0 | 0 | 0 | 0 | 0
QLD1 | PHES | 0 | 0 | 0 | 0 | 0 | 0 | 0 | 0 | 0 | 0 | 0 | 0 | 0 | 0 | 0 | 0 | 0 | 0 | 0 | 0 | 0 | 0 | 0 | 0 | 0
QLD1 | VPP | 0 | 0 | 0 | 0 | 0 | 0 | 0 | 0 | 0 | 0 | 0 | 0 | 0 | 0 | 0 | 0 | 0 | 0 | 0 | 0 | 0 | 0 | 0 | 0 | 0
Total |  | 1210888.2629 | 590942.6453 | 533042.0962 | 354265.1427 | 293144.7817 | 199804.8062 | 156943.1414 | 136601.4063 | 167616.9073 | 119161.0961 | 323427.1229 | 200637.2399 | 282346.2342 | 332915.8141 | 152724.4758 | 151341.3093 | 73208.5511 | 149178.525 | 95450.1668 | 85510.2327 | 133467.5924 | 201538.8221 | 181782.6778 | 107066.4267 | 107175.7676
Region | Technology | 2024-25 | 2025-26 | 2026-27 | 2027-28 | 2028-29 | 2029-30 | 2030-31 | 2031-32 | 2032-33 | 2033-34 | 2034-35 | 2035-36 | 2036-37 | 2037-38 | 2038-39 | 2039-40 | 2040-41 | 2041-42 | 2042-43 | 2043-44 | 2044-45 | 2045-46 | 2046-47 | 2047-48 | 2048-49
VIC1 | Black Coal | 0 | 0 | 0 | 0 | 0 | 0 | 0 | 0 | 0 | 0 | 0 | 0 | 0 | 0 | 0 | 0 | 0 | 0 | 0 | 0 | 0 | 0 | 0 | 0 | 0
VIC1 | Brown Coal | 164187.095 | 154763.064 | 136421.39 | 73705.339 | 27759.692 | 25823.363 | 22828.93 | 0 | 0 | 0 | 0 | 0 | 0 | 0 | 0 | 0 | 0 | 0 | 0 | 0 | 0 | 0 | 0 | 0 | 0
VIC1 | CCGT | 0 | 0.0040658 | 0.0027645 | 0.0023839 | 0.0021902 | 0.0020121 | 0.0018338 | 0.0016381 | 0.001514 | 0.0013913 | 0.0013508 | 0.0012517 | 0.0011682 | 0.0011363 | 0.0010539 | 0.0010076 | 0.00094394 | 0.00090158 | 0.00085146 | 0.00082278 | 0.00077043 | 0.00072831 | 0.00069095 | 0.000652 | 0.00062288
VIC1 | Gas - Steam | 25180.766 | 5270.7085 | 5957.7685 | 6532.744 | 16961.618 | 9692.71 | 10821.016 | 298.727 | 5475.3625 | 0.00054918 | 8464.129 | 5067.151 | 0.00046769 | 12761.513 | 0.00048442 | 0 | 0 | 0 | 0 | 0 | 0 | 0 | 0 | 0 | 0
VIC1 | OCGT / Diesel | 191885.5994 | 19830.999 | 15195.8671 | 21343.7791 | 49047.132 | 27804.3467 | 24322.8494 | 1134.778 | 13026.1648 | 231.3846 | 23815.7425 | 13562.657 | 50.9282 | 26845.505 | 1062.7684 | 0.0026783 | 1876.6826 | 0.0022559 | 0.0017391 | 0.001793 | 0.0015748 | 0.0014759 | 0.0014113 | 0.0010322 | 0.0010007
VIC1 | Hydro | 0 | 0 | 0 | 0 | 0 | 0 | 0 | 0 | 0 | 0 | 0 | 0 | 0 | 0 | 0 | 0 | 0 | 0 | 0 | 0 | 0 | 0 | 0 | 0 | 0
VIC1 | Hydrogen Turbine | 0 | 0 | 0 | 0 | 0 | 0 | 0 | 0 | 0 | 0 | 0 | 6106.1865 | 32927.038 | 56910.392 | 47003.484 | 198498.944 | 277980.736 | 299831.456 | 109497.64 | 300559.776 | 149158.464 | 67293.376 | 315682.976 | 218941.232 | 319619.744
VIC1 | Wind | 0 | 0 | 0 | 0 | 0 | 0 | 0 | 0 | 0 | 0 | 0 | 0 | 0 | 0 | 0 | 0 | 0 | 0 | 0 | 0 | 0 | 0 | 0 | 0 | 0
VIC1 | Solar PV | 0 | 0 | 0 | 0 | 0 | 0 | 0 | 0 | 0 | 0 | 0 | 0 | 0 | 0 | 0 | 0 | 0 | 0 | 0 | 0 | 0 | 0 | 0 | 0 | 0
VIC1 | Grid Battery | 0 | 0 | 0 | 0 | 0 | 0 | 0 | 0 | 0 | 0 | 0 | 0 | 0 | 0 | 0 | 0 | 0 | 0 | 0 | 0 | 0 | 0 | 0 | 0 | 0
VIC1 | PHES | 0 | 0 | 0 | 0 | 0 | 0 | 0 | 0 | 0 | 0 | 0 | 0 | 0 | 0 | 0 | 0 | 0 | 0 | 0 | 0 | 0 | 0 | 0 | 0 | 0
VIC1 | VPP | 0 | 0 | 0 | 0 | 0 | 0 | 0 | 0 | 0 | 0 | 0 | 0 | 0 | 0 | 0 | 0 | 0 | 0 | 0 | 0 | 0 | 0 | 0 | 0 | 0
Total |  | 381253.4604 | 179864.7755 | 157575.0283 | 101581.8645 | 93768.4442 | 63320.4217 | 57972.7973 | 1433.5066 | 18501.5288 | 231.3866 | 32279.8729 | 24735.9957 | 32977.9678 | 96517.4111 | 48066.2539 | 198498.9477 | 279857.4196 | 299831.4592 | 109497.6426 | 300559.7786 | 149158.4663 | 67293.3782 | 315682.9781 | 218941.2337 | 319619.7456
Region | Technology | 2024-25 | 2025-26 | 2026-27 | 2027-28 | 2028-29 | 2029-30 | 2030-31 | 2031-32 | 2032-33 | 2033-34 | 2034-35 | 2035-36 | 2036-37 | 2037-38 | 2038-39 | 2039-40 | 2040-41 | 2041-42 | 2042-43 | 2043-44 | 2044-45 | 2045-46 | 2046-47 | 2047-48 | 2048-49
SA1 | Black Coal | 0 | 0 | 0 | 0 | 0 | 0 | 0 | 0 | 0 | 0 | 0 | 0 | 0 | 0 | 0 | 0 | 0 | 0 | 0 | 0 | 0 | 0 | 0 | 0 | 0
SA1 | Brown Coal | 0 | 0 | 0 | 0 | 0 | 0 | 0 | 0 | 0 | 0 | 0 | 0 | 0 | 0 | 0 | 0 | 0 | 0 | 0 | 0 | 0 | 0 | 0 | 0 | 0
SA1 | CCGT | 271159.432 | 47362.6339 | 16653.0359 | 14589.2165 | 18556.1843 | 4058.4123 | 12314.7689 | 483.3784 | 6022.8266 | 0.00198 | 7071.2929 | 4743.7108 | 0.001647 | 0.0012221 | 0.0011312 | 0.0010765 | 0.0010099 | 0.00096977 | 0.00091444 | 0.00088282 | 0.00081875 | 0.00077325 | 0.00073667 | 0.00070047 | 0.00067359
SA1 | Gas - Steam | 19546.288 | 1070.7622 | 0 | 0 | 0 | 0 | 0 | 0 | 0 | 0 | 0 | 0 | 0 | 0 | 0 | 0 | 0 | 0 | 0 | 0 | 0 | 0 | 0 | 0 | 0
SA1 | OCGT / Diesel | 154124.5957 | 25216.2216 | 10311.8705 | 11053.4324 | 14597.343 | 4876.4442 | 7855.9671 | 1827.5205 | 1923.5706 | 185.5497 | 9085.6115 | 986.4917 | 504.5659 | 9734.7557 | 0.0044196 | 655.1189 | 0.0039359 | 650.1577 | 0.0035018 | 582.3956 | 0.0028494 | 0.0023325 | 0.0019529 | 0.0018508 | 0.0017829
SA1 | Hydro | 0 | 0 | 0 | 0 | 0 | 0 | 0 | 0 | 0 | 0 | 0 | 0 | 0 | 0 | 0 | 0 | 0 | 0 | 0 | 0 | 0 | 0 | 0 | 0 | 0
SA1 | Hydrogen Turbine | 0 | 0 | 0 | 0 | 0 | 0 | 51840.92 | 65403.32 | 74527.96 | 85526.472 | 88190.696 | 92124.464 | 93524.664 | 96949.248 | 61609.996 | 215055.6 | 185682.064 | 190301.392 | 131087.68 | 170362.864 | 124676.592 | 62320.196 | 141686.224 | 133428.024 | 122500.16
SA1 | Wind | 0 | 0 | 0 | 0 | 0 | 0 | 0 | 0 | 0 | 0 | 0 | 0 | 0 | 0 | 0 | 0 | 0 | 0 | 0 | 0 | 0 | 0 | 0 | 0 | 0
SA1 | Solar PV | 0 | 0 | 0 | 0 | 0 | 0 | 0 | 0 | 0 | 0 | 0 | 0 | 0 | 0 | 0 | 0 | 0 | 0 | 0 | 0 | 0 | 0 | 0 | 0 | 0
SA1 | Grid Battery | 0 | 0 | 0 | 0 | 0 | 0 | 0 | 0 | 0 | 0 | 0 | 0 | 0 | 0 | 0 | 0 | 0 | 0 | 0 | 0 | 0 | 0 | 0 | 0 | 0
SA1 | PHES | 0 | 0 | 0 | 0 | 0 | 0 | 0 | 0 | 0 | 0 | 0 | 0 | 0 | 0 | 0 | 0 | 0 | 0 | 0 | 0 | 0 | 0 | 0 | 0 | 0
SA1 | VPP | 0 | 0 | 0 | 0 | 0 | 0 | 0 | 0 | 0 | 0 | 0 | 0 | 0 | 0 | 0 | 0 | 0 | 0 | 0 | 0 | 0 | 0 | 0 | 0 | 0
Total |  | 444830.3157 | 73649.6177 | 26964.9064 | 25642.6489 | 33153.5273 | 8934.8565 | 72011.6561 | 67714.2189 | 82474.3571 | 85712.0237 | 104347.6005 | 97854.6665 | 94029.2316 | 106684.0049 | 61610.0016 | 215710.72 | 185682.0689 | 190951.5507 | 131087.6844 | 170945.2605 | 124676.5957 | 62320.1991 | 141686.2267 | 133428.0266 | 122500.1625
Region | Technology | 2024-25 | 2025-26 | 2026-27 | 2027-28 | 2028-29 | 2029-30 | 2030-31 | 2031-32 | 2032-33 | 2033-34 | 2034-35 | 2035-36 | 2036-37 | 2037-38 | 2038-39 | 2039-40 | 2040-41 | 2041-42 | 2042-43 | 2043-44 | 2044-45 | 2045-46 | 2046-47 | 2047-48 | 2048-49
TAS1 | Black Coal | 0 | 0 | 0 | 0 | 0 | 0 | 0 | 0 | 0 | 0 | 0 | 0 | 0 | 0 | 0 | 0 | 0 | 0 | 0 | 0 | 0 | 0 | 0 | 0 | 0
TAS1 | Brown Coal | 0 | 0 | 0 | 0 | 0 | 0 | 0 | 0 | 0 | 0 | 0 | 0 | 0 | 0 | 0 | 0 | 0 | 0 | 0 | 0 | 0 | 0 | 0 | 0 | 0
TAS1 | CCGT | 0 | 0.0029821 | 0.002366 | 0.0021462 | 0.0020759 | 0.0019243 | 0.0019572 | 0.0017648 | 0.0016702 | 0.0015261 | 0.0014883 | 0.0013748 | 0.0012808 | 0.0012662 | 0.0011652 | 0.0011268 | 0.0010584 | 0.00099437 | 0.00093857 | 0.00091818 | 0.00084747 | 0.00079907 | 0.00075645 | 0.00071208 | 0.0006884
TAS1 | Gas - Steam | 0 | 0 | 0 | 0 | 0 | 0 | 0 | 0 | 0 | 0 | 0 | 0 | 0 | 0 | 0 | 0 | 0 | 0 | 0 | 0 | 0 | 0 | 0 | 0 | 0
TAS1 | OCGT / Diesel | 30.161 | 0.0046965 | 0.0037547 | 136.8071 | 0.65335 | 0.0029407 | 646.5487 | 0.0028431 | 0.0050589 | 0.002198 | 3080.3991 | 2329.1967 | 0.0018702 | 4978.4395 | 0.0016869 | 0.0019359 | 819.0097 | 0.0011429 | 0.0010537 | 0.0012079 | 0.00096087 | 0.00089616 | 0.00085859 | 0.00080464 | 0.00080537
TAS1 | Hydro | 0 | 0 | 0 | 0 | 0 | 0 | 0 | 0 | 0 | 0 | 0 | 0 | 0 | 0 | 0 | 0 | 0 | 0 | 0 | 0 | 0 | 0 | 0 | 0 | 0
TAS1 | Hydrogen Turbine | 0 | 0 | 0 | 0 | 0 | 0 | 2676.053 | 4629.207 | 6290.748 | 7748.1805 | 8494.155 | 9262.867 | 7641.4945 | 16092.68 | 5581.8005 | 27615.194 | 25567.068 | 25038.164 | 4804.1 | 22822.982 | 19866.784 | 0.024883 | 19671.258 | 7276.529 | 17594.306
TAS1 | Wind | 0 | 0 | 0 | 0 | 0 | 0 | 0 | 0 | 0 | 0 | 0 | 0 | 0 | 0 | 0 | 0 | 0 | 0 | 0 | 0 | 0 | 0 | 0 | 0 | 0
TAS1 | Solar PV | 0 | 0 | 0 | 0 | 0 | 0 | 0 | 0 | 0 | 0 | 0 | 0 | 0 | 0 | 0 | 0 | 0 | 0 | 0 | 0 | 0 | 0 | 0 | 0 | 0
TAS1 | Grid Battery | 0 | 0 | 0 | 0 | 0 | 0 | 0 | 0 | 0 | 0 | 0 | 0 | 0 | 0 | 0 | 0 | 0 | 0 | 0 | 0 | 0 | 0 | 0 | 0 | 0
TAS1 | PHES | 0 | 0 | 0 | 0 | 0 | 0 | 0 | 0 | 0 | 0 | 0 | 0 | 0 | 0 | 0 | 0 | 0 | 0 | 0 | 0 | 0 | 0 | 0 | 0 | 0
TAS1 | VPP | 0 | 0 | 0 | 0 | 0 | 0 | 0 | 0 | 0 | 0 | 0 | 0 | 0 | 0 | 0 | 0 | 0 | 0 | 0 | 0 | 0 | 0 | 0 | 0 | 0
Total |  | 30.161 | 0.0076787 | 0.0061207 | 136.8093 | 0.65543 | 0.004865 | 3322.6037 | 4629.2116 | 6290.7547 | 7748.1842 | 11574.5556 | 11592.0651 | 7641.4977 | 21071.1208 | 5581.8034 | 27615.1971 | 26386.0787 | 25038.1661 | 4804.102 | 22822.9841 | 19866.7858 | 0.026578 | 19671.2596 | 7276.5305 | 17594.3075

## BaseCase_Build Cost
New generation build cost (CAPEX) by technology ($000s) - BaseCase, Green Energy Exports Scenario
CAPEX | Real June 2023 dollars discounted to 1 July 2023. The total capital costs are annualised for modelling purposes. Build costs do not include capital costs of existing, committed and anticipated generators and transmission projects since there will be no difference in these costs between the Base Case and option case.
Explicitly modelled generation
Region | Technology | 2024-25 | 2025-26 | 2026-27 | 2027-28 | 2028-29 | 2029-30 | 2030-31 | 2031-32 | 2032-33 | 2033-34 | 2034-35 | 2035-36 | 2036-37 | 2037-38 | 2038-39 | 2039-40 | 2040-41 | 2041-42 | 2042-43 | 2043-44 | 2044-45 | 2045-46 | 2046-47 | 2047-48 | 2048-49
NEM | Black Coal | 0 | 0 | 0 | 0 | 0 | 0 | 0 | 0 | 0 | 0 | 0 | 0 | 0 | 0 | 0 | 0 | 0 | 0 | 0 | 0 | 0 | 0 | 0 | 0 | 0
NEM | Brown Coal | 0 | 0 | 0 | 0 | 0 | 0 | 0 | 0 | 0 | 0 | 0 | 0 | 0 | 0 | 0 | 0 | 0 | 0 | 0 | 0 | 0 | 0 | 0 | 0 | 0
NEM | CCGT | 0 | 0.0069024 | 0.0065331 | 0.0063187 | 0.0059434 | 0.0055546 | 0.0052876 | 0.0049548 | 0.0046385 | 0.0043351 | 0.0040604 | 0.0038048 | 0.0035459 | 0.0033399 | 0.0031214 | 0.0029249 | 0.0027258 | 0.0025475 | 0.0023809 | 0.002231 | 0.0020791 | 0.0019431 | 0.001816 | 0.0017017 | 0.0016173
NEM | Gas - Steam | 0 | 0 | 0 | 0 | 0 | 0 | 0 | 0 | 0 | 0 | 0 | 0 | 0 | 0 | 0 | 0 | 0 | 0 | 0 | 0 | 0 | 0 | 0 | 0 | 0
NEM | OCGT / Diesel | 0 | 0.092994 | 0.092611 | 0.097953 | 0.1025 | 0.10448 | 0.10603 | 0.11275 | 0.11933 | 0.1177 | 0.15777 | 0.1518 | 0.14549 | 0.22592 | 0.21346 | 0.20261 | 0.19121 | 0.18134 | 0.17253 | 0.16538 | 0.158 | 0.15152 | 0.14574 | 0.14115 | 0.13719
NEM | Hydro | 0 | 0 | 0 | 0 | 0 | 0 | 0 | 0 | 0 | 0 | 0 | 0 | 0 | 0 | 0 | 0 | 0 | 0 | 0 | 0 | 0 | 0 | 0 | 0 | 0
NEM | Hydrogen Turbine | 0 | 0 | 0 | 0 | 0 | 0 | 153603.2488 | 164219.4866 | 252682.8941 | 236152.2378 | 440485.9626 | 513780.427 | 515023.5598 | 495460.4474 | 463047.1482 | 683163.4684 | 651784.3926 | 625803.5729 | 584863.1537 | 767795.0361 | 715538.5717 | 668727.6372 | 624979.1004 | 585638.59 | 668025.3017
NEM | Wind | 5.6703e-06 | 4083261.7974 | 4008095.5413 | 5954951.6278 | 6131795.993 | 7843791.637 | 9188959.6387 | 9136441.0043 | 9117291.0432 | 8805897.6395 | 8821778.4153 | 8266474.6297 | 7956843.6888 | 8711327.7221 | 8154595.4971 | 7928189.6469 | 7388593.6097 | 7105126.2835 | 7119608.8276 | 6671451.4099 | 6217389.5335 | 6314301.0736 | 6306783.8439 | 6110571.3915 | 6083061.8307
NEM | Solar PV | 0 | 1210211.4875 | 1150255.9258 | 1375653.4081 | 1997641.3815 | 2108190.4777 | 2249607.832 | 2803327.6402 | 3324873.5698 | 3161648.9646 | 3117012.5376 | 2920806.1916 | 2722014.8524 | 2870301.4063 | 2682524.6894 | 2905990.9456 | 2806016.3073 | 2988970.659 | 3025164.0991 | 3248988.9162 | 3027861.3176 | 2908853.741 | 2916570.53 | 2733851.3291 | 2842339.9368
NEM | Grid Battery | 0 | 1327696.7688 | 1352242.8158 | 1459451.3236 | 1360120.4509 | 1271140.6218 | 1187981.8935 | 1492249.56 | 1602526.6034 | 1574826.2035 | 1485581.7641 | 1392068.9748 | 1297324.1646 | 1212453.3094 | 1133133.9478 | 1061806.8024 | 1032552.2738 | 1096572.6146 | 1168073.1655 | 1255270.8 | 1169836.5369 | 792686.6667 | 712066.2947 | 617588.8328 | 575555.5377
NEM | PHES | 0 | 0 | 0 | 0 | 848303.5827 | 802244.8652 | 983423.2466 | 921519.9106 | 858800.8699 | 802617.6414 | 750109.9583 | 702892.8466 | 655053.6558 | 612199.8116 | 572149.3581 | 536134.3347 | 499644.8025 | 466957.7732 | 436409.1529 | 408938.5979 | 381106.0601 | 356173.9139 | 332872.8374 | 311919.5237 | 290690.1494
NEM | VPP | 0 | 0 | 0 | 0 | 0 | 0 | 0 | 0 | 0 | 0 | 0 | 0 | 0 | 0 | 0 | 0 | 0 | 0 | 0 | 0 | 0 | 0 | 0 | 0 | 0
Total |  | 5.6703e-06 | 6621170.1536 | 6510594.3821 | 8790056.4638 | 10337861.5165 | 12025367.7118 | 13763575.9709 | 14517757.7194 | 15156175.1044 | 14581142.8088 | 14614968.7997 | 13796023.2253 | 13146260.0705 | 13901742.926 | 13005450.8571 | 13115285.4037 | 12378591.5799 | 12283431.087 | 12334118.5736 | 12352444.9277 | 11511732.1798 | 11040743.1859 | 10893272.7539 | 10359569.81 | 10459672.8951
Region | Technology | 2024-25 | 2025-26 | 2026-27 | 2027-28 | 2028-29 | 2029-30 | 2030-31 | 2031-32 | 2032-33 | 2033-34 | 2034-35 | 2035-36 | 2036-37 | 2037-38 | 2038-39 | 2039-40 | 2040-41 | 2041-42 | 2042-43 | 2043-44 | 2044-45 | 2045-46 | 2046-47 | 2047-48 | 2048-49
NSW1 | Black Coal | 0 | 0 | 0 | 0 | 0 | 0 | 0 | 0 | 0 | 0 | 0 | 0 | 0 | 0 | 0 | 0 | 0 | 0 | 0 | 0 | 0 | 0 | 0 | 0 | 0
NSW1 | Brown Coal | 0 | 0 | 0 | 0 | 0 | 0 | 0 | 0 | 0 | 0 | 0 | 0 | 0 | 0 | 0 | 0 | 0 | 0 | 0 | 0 | 0 | 0 | 0 | 0 | 0
NSW1 | CCGT | 0 | 0.0015016 | 0.0014033 | 0.001315 | 0.0012255 | 0.0011453 | 0.0010704 | 0.001003 | 0.00093476 | 0.0008736 | 0.00081645 | 0.00076506 | 0.00071299 | 0.00066634 | 0.00062275 | 0.00058355 | 0.00054383 | 0.00050826 | 0.00047501 | 0.00044511 | 0.00041481 | 0.00038767 | 0.00036231 | 0.00033951 | 0.00032167
NSW1 | Gas - Steam | 0 | 0 | 0 | 0 | 0 | 0 | 0 | 0 | 0 | 0 | 0 | 0 | 0 | 0 | 0 | 0 | 0 | 0 | 0 | 0 | 0 | 0 | 0 | 0 | 0
NSW1 | OCGT / Diesel | 0 | 0.018387 | 0.018215 | 0.018833 | 0.018964 | 0.022805 | 0.021839 | 0.022348 | 0.023206 | 0.023307 | 0.024528 | 0.0236 | 0.022964 | 0.039954 | 0.037576 | 0.035446 | 0.03325 | 0.031305 | 0.029486 | 0.027839 | 0.026327 | 0.025067 | 0.024055 | 0.023438 | 0.023091
NSW1 | Hydro | 0 | 0 | 0 | 0 | 0 | 0 | 0 | 0 | 0 | 0 | 0 | 0 | 0 | 0 | 0 | 0 | 0 | 0 | 0 | 0 | 0 | 0 | 0 | 0 | 0
NSW1 | Hydrogen Turbine | 0 | 0 | 0 | 0 | 0 | 0 | 70354.7062 | 80483.926 | 137090.3508 | 128121.8232 | 197522.9938 | 236545.7343 | 220446.3286 | 206024.6062 | 192546.3609 | 221039.426 | 205995.3864 | 192519.053 | 179924.3486 | 189746.0999 | 176831.8977 | 165263.4558 | 154451.8279 | 144729.5607 | 178197.1519
NSW1 | Wind | 0 | 1429114.8551 | 1432919.5856 | 2017162.608 | 1979353.1088 | 2213767.1362 | 2068941.6182 | 1938708.1305 | 1806758.8157 | 1688559.6408 | 1687343.0573 | 1581130.0058 | 1473517.6141 | 1479179.1786 | 1382410.449 | 1299198.7543 | 1210774.7219 | 1131565.1936 | 1057537.5646 | 990968.8332 | 923523.0635 | 863105.6706 | 885508.0052 | 829951.956 | 773465.0821
NSW1 | Solar PV | 0 | 797092.3503 | 764163.2609 | 769488.8973 | 762314.46 | 798559.8352 | 746317.6035 | 980884.0217 | 963468.2716 | 900437.6372 | 841530.5075 | 788558.752 | 734889.0999 | 690277.142 | 645118.8326 | 722187.0697 | 673034.7129 | 694519.0355 | 649083.2191 | 659247.6525 | 614378.9705 | 574185.9548 | 540351.9089 | 507208.3551 | 474700.7279
NSW1 | Grid Battery | 0 | 917945.8439 | 934566.6503 | 875738.5739 | 816135.4265 | 762743.3925 | 712844.2922 | 804807.5631 | 817546.8054 | 778730.1678 | 731566.9148 | 685517.0333 | 638860.4493 | 597065.8451 | 558005.4685 | 522880.8589 | 487293.3678 | 455561.899 | 439193.5376 | 439693.5704 | 409767.8413 | 188131.2166 | 156028.0794 | 146206.6318 | 136255.7514
NSW1 | PHES | 0 | 0 | 0 | 0 | 235682.4586 | 220264.1944 | 205854.3915 | 192896.4917 | 179767.8744 | 168007.3616 | 157016.229 | 147132.5412 | 137118.6368 | 128148.2596 | 119764.7292 | 112225.9231 | 104587.7792 | 97745.5977 | 91351.034 | 85600.7977 | 79774.771 | 74555.8785 | 69678.3921 | 65292.3584 | 60848.5341
NSW1 | VPP | 0 | 0 | 0 | 0 | 0 | 0 | 0 | 0 | 0 | 0 | 0 | 0 | 0 | 0 | 0 | 0 | 0 | 0 | 0 | 0 | 0 | 0 | 0 | 0 | 0
Total |  | 0 | 3144153.0692 | 3131649.5164 | 3662390.0994 | 3793485.4742 | 3995334.5822 | 3804312.6345 | 3997780.1564 | 3904632.1421 | 3663856.6549 | 3614979.7277 | 3438884.091 | 3204832.1524 | 3100695.072 | 2897845.8784 | 2877532.0681 | 2681686.002 | 2571910.8106 | 2417089.7339 | 2365256.9819 | 2204276.5707 | 1865242.2017 | 1806018.2379 | 1693388.8859 | 1623467.2707
Region | Technology | 2024-25 | 2025-26 | 2026-27 | 2027-28 | 2028-29 | 2029-30 | 2030-31 | 2031-32 | 2032-33 | 2033-34 | 2034-35 | 2035-36 | 2036-37 | 2037-38 | 2038-39 | 2039-40 | 2040-41 | 2041-42 | 2042-43 | 2043-44 | 2044-45 | 2045-46 | 2046-47 | 2047-48 | 2048-49
QLD1 | Black Coal | 0 | 0 | 0 | 0 | 0 | 0 | 0 | 0 | 0 | 0 | 0 | 0 | 0 | 0 | 0 | 0 | 0 | 0 | 0 | 0 | 0 | 0 | 0 | 0 | 0
QLD1 | Brown Coal | 0 | 0 | 0 | 0 | 0 | 0 | 0 | 0 | 0 | 0 | 0 | 0 | 0 | 0 | 0 | 0 | 0 | 0 | 0 | 0 | 0 | 0 | 0 | 0 | 0
QLD1 | CCGT | 0 | 0.0013269 | 0.001259 | 0.0012488 | 0.0011638 | 0.0010876 | 0.0010165 | 0.00095251 | 0.00088768 | 0.00082961 | 0.00078431 | 0.00073494 | 0.00068492 | 0.00064855 | 0.00060612 | 0.00056797 | 0.00052931 | 0.00049468 | 0.00046232 | 0.00043322 | 0.00040373 | 0.00037732 | 0.00035264 | 0.00033044 | 0.00031472
QLD1 | Gas - Steam | 0 | 0 | 0 | 0 | 0 | 0 | 0 | 0 | 0 | 0 | 0 | 0 | 0 | 0 | 0 | 0 | 0 | 0 | 0 | 0 | 0 | 0 | 0 | 0 | 0
QLD1 | OCGT / Diesel | 0 | 0.018394 | 0.018232 | 0.018662 | 0.018914 | 0.018836 | 0.019713 | 0.022002 | 0.023036 | 0.022958 | 0.022775 | 0.022852 | 0.022726 | 0.02265 | 0.022523 | 0.022626 | 0.022423 | 0.022384 | 0.022384 | 0.02255 | 0.02254 | 0.022541 | 0.0226 | 0.022754 | 0.022879
QLD1 | Hydro | 0 | 0 | 0 | 0 | 0 | 0 | 0 | 0 | 0 | 0 | 0 | 0 | 0 | 0 | 0 | 0 | 0 | 0 | 0 | 0 | 0 | 0 | 0 | 0 | 0
QLD1 | Hydrogen Turbine | 0 | 0 | 0 | 0 | 0 | 0 | 46542.694 | 43612.9748 | 56039.416 | 52373.2861 | 130841.7509 | 122605.6654 | 114261.0705 | 106786.0472 | 99800.0442 | 93517.9387 | 87153.0671 | 81451.4646 | 76122.8656 | 117843.6431 | 109823.1535 | 102638.4613 | 95923.7956 | 89885.6881 | 96609.9226
QLD1 | Wind | 0 | 1595041.3927 | 1490692.8988 | 1974967.8812 | 1840550.7647 | 2199941.9303 | 2546683.5761 | 2544007.6118 | 2602175.3694 | 2717004.4837 | 2795967.2885 | 2619969.7567 | 2582714.0841 | 2549210.8792 | 2395607.7602 | 2390943.3406 | 2228214.6961 | 2082443.6553 | 2425512.9125 | 2272834.3771 | 2118144.2903 | 2483230.7483 | 2630752.2441 | 2578176.8286 | 2402705.0844
QLD1 | Solar PV | 0 | 0.1912 | 0.17947 | 0.5985 | 201757.9821 | 334130.1522 | 343920.1307 | 473053.0318 | 651250.0475 | 662935.3905 | 771613.7439 | 723043.0336 | 673832.4121 | 765295.0605 | 715229.0299 | 701939.4395 | 751973.4953 | 767125.7785 | 948673.5474 | 1027712.5113 | 957765.9517 | 974185.1734 | 1104739.5379 | 1035199.5846 | 977055.7971
QLD1 | Grid Battery | 0 | 64626.8013 | 89391.7608 | 87469.9726 | 81516.7284 | 76183.8588 | 71199.8682 | 66718.066 | 87612.0713 | 144350.4928 | 144543.1812 | 135444.6345 | 126226.2158 | 117968.4295 | 110250.8708 | 103310.9202 | 139292.0218 | 150967.3856 | 270895.1997 | 280760.8261 | 261652.1235 | 227849.5632 | 205458.1728 | 191568.6206 | 178530.378
QLD1 | PHES | 0 | 0 | 0 | 0 | 237754.8634 | 222200.8127 | 207664.3154 | 194592.4866 | 181348.4404 | 169484.5275 | 158396.7585 | 148426.1711 | 138324.2234 | 129274.9776 | 120817.7371 | 113212.6351 | 105507.3358 | 98604.9908 | 92154.2079 | 86353.4018 | 80476.1521 | 75211.3653 | 70291.015 | 65866.4121 | 61383.5156
QLD1 | VPP | 0 | 0 | 0 | 0 | 0 | 0 | 0 | 0 | 0 | 0 | 0 | 0 | 0 | 0 | 0 | 0 | 0 | 0 | 0 | 0 | 0 | 0 | 0 | 0 | 0
Total |  | 0 | 1659668.405 | 1580084.8586 | 2062438.4722 | 2361580.3587 | 2832456.7739 | 3216010.6051 | 3321984.194 | 3578425.3685 | 3746148.2043 | 4001362.7465 | 3749489.2849 | 3635358.0292 | 3668535.4172 | 3441705.4653 | 3402924.2973 | 3312140.6392 | 3180593.2977 | 3813358.7559 | 3785504.7824 | 3527861.6941 | 3863115.3344 | 4107164.7885 | 3960697.1572 | 3716284.7209
Region | Technology | 2024-25 | 2025-26 | 2026-27 | 2027-28 | 2028-29 | 2029-30 | 2030-31 | 2031-32 | 2032-33 | 2033-34 | 2034-35 | 2035-36 | 2036-37 | 2037-38 | 2038-39 | 2039-40 | 2040-41 | 2041-42 | 2042-43 | 2043-44 | 2044-45 | 2045-46 | 2046-47 | 2047-48 | 2048-49
VIC1 | Black Coal | 0 | 0 | 0 | 0 | 0 | 0 | 0 | 0 | 0 | 0 | 0 | 0 | 0 | 0 | 0 | 0 | 0 | 0 | 0 | 0 | 0 | 0 | 0 | 0 | 0
VIC1 | Brown Coal | 0 | 0 | 0 | 0 | 0 | 0 | 0 | 0 | 0 | 0 | 0 | 0 | 0 | 0 | 0 | 0 | 0 | 0 | 0 | 0 | 0 | 0 | 0 | 0 | 0
VIC1 | CCGT | 0 | 0.0014793 | 0.0013825 | 0.0013369 | 0.0012459 | 0.0011644 | 0.0010882 | 0.0010197 | 0.00095032 | 0.00088815 | 0.00083004 | 0.00077779 | 0.00072486 | 0.00067744 | 0.00063312 | 0.00059327 | 0.00055289 | 0.00051672 | 0.00048291 | 0.00045252 | 0.00042172 | 0.00039413 | 0.00036834 | 0.00034516 | 0.00032579
VIC1 | Gas - Steam | 0 | 0 | 0 | 0 | 0 | 0 | 0 | 0 | 0 | 0 | 0 | 0 | 0 | 0 | 0 | 0 | 0 | 0 | 0 | 0 | 0 | 0 | 0 | 0 | 0
VIC1 | OCGT / Diesel | 0 | 0.018758 | 0.019201 | 0.022199 | 0.026336 | 0.025005 | 0.024179 | 0.02425 | 0.026682 | 0.025396 | 0.05355 | 0.05072 | 0.04749 | 0.044622 | 0.041926 | 0.03953 | 0.037067 | 0.034882 | 0.032837 | 0.031007 | 0.029109 | 0.027393 | 0.025784 | 0.024437 | 0.02354
VIC1 | Hydro | 0 | 0 | 0 | 0 | 0 | 0 | 0 | 0 | 0 | 0 | 0 | 0 | 0 | 0 | 0 | 0 | 0 | 0 | 0 | 0 | 0 | 0 | 0 | 0 | 0
VIC1 | Hydrogen Turbine | 0 | 0 | 0 | 0 | 0 | 0 | 0 | 0 | 0 | 0 | 0 | 12771.3518 | 48113.3804 | 59095.7933 | 55229.7142 | 214834.4248 | 200212.7005 | 187114.6734 | 174873.5265 | 237693.1241 | 221515.6265 | 207023.95 | 193480.3272 | 181301.3361 | 224961.6926
VIC1 | Wind | 0 | 669634.6721 | 625826.8026 | 1193761.7134 | 1112513.7904 | 1413982.7147 | 1767198.3086 | 1808623.2383 | 1881739.5033 | 1758635.0521 | 1841373.2925 | 1725464.5195 | 1714489.7713 | 1800749.4271 | 1682943.4204 | 1663548.3569 | 1550326.5316 | 1448903.3006 | 1354115.2343 | 1268877.8484 | 1182517.4694 | 1105156.5136 | 1032856.557 | 967841.4176 | 901969.7129
VIC1 | Solar PV | 0 | 167941.9251 | 156955.0717 | 390770.9924 | 683688.6121 | 648509.5117 | 606083.6866 | 567932.5874 | 735346.9544 | 687240.1443 | 648794.0501 | 607954.4614 | 566576.8159 | 534347.094 | 499389.8077 | 467954.7589 | 436105.5548 | 407575.2891 | 380911.4857 | 366984.4648 | 342007.3425 | 319633.0306 | 298722.4617 | 279918.8026 | 267117.9668
VIC1 | Grid Battery | 0 | 173987.9936 | 168344.0826 | 309865.8056 | 288776.2051 | 269884.306 | 252228.3236 | 252891.0737 | 292309.7204 | 273186.6564 | 255314.6457 | 239243.3769 | 222960.3709 | 208374.2145 | 194742.2595 | 182483.8435 | 170063.9176 | 158938.2461 | 148540.4217 | 139190.3174 | 129716.9675 | 76310.6734 | 69836.8531 | 26166.9988 | 24386.0774
VIC1 | PHES | 0 | 0 | 0 | 0 | 321768.9216 | 300718.6185 | 281045.4378 | 263354.4924 | 245430.4709 | 229374.2718 | 214368.4783 | 200874.6423 | 187203.0266 | 174956.0999 | 163510.3736 | 153217.8989 | 142789.8221 | 133448.432 | 124718.1608 | 116867.537 | 108913.4816 | 101788.3006 | 95129.2531 | 89141.1595 | 83074.1738
VIC1 | VPP | 0 | 0 | 0 | 0 | 0 | 0 | 0 | 0 | 0 | 0 | 0 | 0 | 0 | 0 | 0 | 0 | 0 | 0 | 0 | 0 | 0 | 0 | 0 | 0 | 0
Total |  | 0 | 1011564.611 | 951125.9775 | 1894398.5349 | 2406747.5567 | 2633095.1771 | 2906555.7819 | 2892801.4171 | 3154826.6766 | 2948436.151 | 2959850.5209 | 2786308.4035 | 2739343.4134 | 2777522.6739 | 2595815.618 | 2682039.3231 | 2499498.5642 | 2335979.9766 | 2183158.8623 | 2129613.3231 | 1984670.917 | 1809912.496 | 1690025.4783 | 1544369.7394 | 1501509.6475
Region | Technology | 2024-25 | 2025-26 | 2026-27 | 2027-28 | 2028-29 | 2029-30 | 2030-31 | 2031-32 | 2032-33 | 2033-34 | 2034-35 | 2035-36 | 2036-37 | 2037-38 | 2038-39 | 2039-40 | 2040-41 | 2041-42 | 2042-43 | 2043-44 | 2044-45 | 2045-46 | 2046-47 | 2047-48 | 2048-49
SA1 | Black Coal | 0 | 0 | 0 | 0 | 0 | 0 | 0 | 0 | 0 | 0 | 0 | 0 | 0 | 0 | 0 | 0 | 0 | 0 | 0 | 0 | 0 | 0 | 0 | 0 | 0
SA1 | Brown Coal | 0 | 0 | 0 | 0 | 0 | 0 | 0 | 0 | 0 | 0 | 0 | 0 | 0 | 0 | 0 | 0 | 0 | 0 | 0 | 0 | 0 | 0 | 0 | 0 | 0
SA1 | CCGT | 0 | 0.0014749 | 0.0013784 | 0.0012916 | 0.0012037 | 0.001125 | 0.0010514 | 0.00098519 | 0.00091814 | 0.00085808 | 0.00080194 | 0.00075146 | 0.00070032 | 0.00066102 | 0.00061777 | 0.00057889 | 0.00053949 | 0.00050419 | 0.00047121 | 0.00044155 | 0.0004115 | 0.00038458 | 0.00035942 | 0.00033679 | 0.00032082
SA1 | Gas - Steam | 0 | 0 | 0 | 0 | 0 | 0 | 0 | 0 | 0 | 0 | 0 | 0 | 0 | 0 | 0 | 0 | 0 | 0 | 0 | 0 | 0 | 0 | 0 | 0 | 0
SA1 | OCGT / Diesel | 0 | 0.019122 | 0.018764 | 0.019596 | 0.019429 | 0.019036 | 0.019894 | 0.022064 | 0.023114 | 0.023024 | 0.023975 | 0.023384 | 0.022893 | 0.028729 | 0.027135 | 0.025755 | 0.024358 | 0.023272 | 0.022632 | 0.022625 | 0.022583 | 0.022575 | 0.022631 | 0.022783 | 0.022908
SA1 | Hydro | 0 | 0 | 0 | 0 | 0 | 0 | 0 | 0 | 0 | 0 | 0 | 0 | 0 | 0 | 0 | 0 | 0 | 0 | 0 | 0 | 0 | 0 | 0 | 0 | 0
SA1 | Hydrogen Turbine | 0 | 0 | 0 | 0 | 0 | 0 | 34962.9775 | 36600.654 | 54826.4893 | 51239.7097 | 105266.8182 | 126306.0479 | 117709.6033 | 110008.9751 | 102812.1263 | 123839.469 | 115410.9009 | 124519.9353 | 116373.7713 | 187308.3577 | 174560.0693 | 163140.2517 | 152467.5249 | 142870.1635 | 133146.358
SA1 | Wind | 0 | 389470.7284 | 403090.5329 | 584755.8391 | 750112.9665 | 1221148.7352 | 1319544.0697 | 1236482.8395 | 1152327.2873 | 1076941.3906 | 1006487.2817 | 943132.0061 | 878942.0346 | 1237538.9827 | 1156578.4891 | 1086059.6333 | 1012141.943 | 1145825.6134 | 1070865.0597 | 1003457.4035 | 935161.6562 | 873982.8569 | 833531.2561 | 868636.9086 | 1020937.9611
SA1 | Solar PV | 0 | 245176.9839 | 229137.3684 | 215392.8628 | 349880.2524 | 326990.8907 | 528115.8398 | 747469.1581 | 832159.1159 | 777718.8015 | 730478.9174 | 684497.5177 | 637910.3185 | 778694.0538 | 727751.4524 | 681941.7395 | 635528.4882 | 830615.924 | 776276.5647 | 937218.5126 | 873431.0124 | 816290.6659 | 762888.4745 | 714866.9937 | 758783.7692
SA1 | Grid Battery | 0 | 171136.0594 | 159940.2434 | 186376.8797 | 173691.9886 | 162328.9623 | 151709.311 | 367832.3536 | 405057.5353 | 378558.4453 | 354156.6068 | 331863.5396 | 309276.7637 | 289043.715 | 270134.3146 | 253130.1924 | 235902.0432 | 331104.2195 | 309443.1973 | 395625.2666 | 368698.8396 | 300394.516 | 280742.5393 | 253645.9752 | 236382.7217
SA1 | PHES | 0 | 0 | 0 | 0 | 0 | 0 | 0 | 0 | 0 | 0 | 0 | 0 | 0 | 0 | 0 | 0 | 0 | 0 | 0 | 0 | 0 | 0 | 0 | 0 | 0
SA1 | VPP | 0 | 0 | 0 | 0 | 0 | 0 | 0 | 0 | 0 | 0 | 0 | 0 | 0 | 0 | 0 | 0 | 0 | 0 | 0 | 0 | 0 | 0 | 0 | 0 | 0
Total |  | 0 | 805783.7923 | 792168.1649 | 986525.6024 | 1273685.228 | 1710468.6083 | 2034332.219 | 2388385.0283 | 2444370.4518 | 2284458.371 | 2196389.6489 | 2085799.1355 | 1943838.7437 | 2415285.7559 | 2257276.4101 | 2144971.0605 | 1998983.4001 | 2432065.7159 | 2272958.6161 | 2523609.5635 | 2351851.6005 | 2153808.3134 | 2029629.8177 | 1980020.0641 | 2149250.8333
Region | Technology | 2024-25 | 2025-26 | 2026-27 | 2027-28 | 2028-29 | 2029-30 | 2030-31 | 2031-32 | 2032-33 | 2033-34 | 2034-35 | 2035-36 | 2036-37 | 2037-38 | 2038-39 | 2039-40 | 2040-41 | 2041-42 | 2042-43 | 2043-44 | 2044-45 | 2045-46 | 2046-47 | 2047-48 | 2048-49
TAS1 | Black Coal | 0 | 0 | 0 | 0 | 0 | 0 | 0 | 0 | 0 | 0 | 0 | 0 | 0 | 0 | 0 | 0 | 0 | 0 | 0 | 0 | 0 | 0 | 0 | 0 | 0
TAS1 | Brown Coal | 0 | 0 | 0 | 0 | 0 | 0 | 0 | 0 | 0 | 0 | 0 | 0 | 0 | 0 | 0 | 0 | 0 | 0 | 0 | 0 | 0 | 0 | 0 | 0 | 0
TAS1 | CCGT | 0 | 0.0011197 | 0.0011099 | 0.0011264 | 0.0011045 | 0.0010323 | 0.0010612 | 0.00099436 | 0.00094762 | 0.00088563 | 0.00082769 | 0.00077559 | 0.0007228 | 0.00068655 | 0.00064164 | 0.00060125 | 0.00056033 | 0.00052367 | 0.00048941 | 0.0004586 | 0.00042739 | 0.00039943 | 0.0003733 | 0.0003498 | 0.00033431
TAS1 | Gas - Steam | 0 | 0 | 0 | 0 | 0 | 0 | 0 | 0 | 0 | 0 | 0 | 0 | 0 | 0 | 0 | 0 | 0 | 0 | 0 | 0 | 0 | 0 | 0 | 0 | 0
TAS1 | OCGT / Diesel | 0 | 0.018334 | 0.018199 | 0.018662 | 0.018856 | 0.018801 | 0.020401 | 0.022088 | 0.023297 | 0.023016 | 0.032943 | 0.031246 | 0.029417 | 0.089968 | 0.084301 | 0.079257 | 0.074109 | 0.069495 | 0.065196 | 0.061359 | 0.057445 | 0.053941 | 0.050671 | 0.047737 | 0.04477
TAS1 | Hydro | 0 | 0 | 0 | 0 | 0 | 0 | 0 | 0 | 0 | 0 | 0 | 0 | 0 | 0 | 0 | 0 | 0 | 0 | 0 | 0 | 0 | 0 | 0 | 0 | 0
TAS1 | Hydrogen Turbine | 0 | 0 | 0 | 0 | 0 | 0 | 1742.8711 | 3521.9318 | 4726.638 | 4417.4188 | 6854.3997 | 15551.6276 | 14493.1771 | 13545.0257 | 12658.9026 | 29932.2099 | 43012.3377 | 40198.4465 | 37568.6417 | 35203.8114 | 32807.8247 | 30661.5185 | 28655.6248 | 26851.8415 | 35110.1765
TAS1 | Wind | 5.6703e-06 | 0.14908 | 55565.7214 | 184303.5862 | 449265.3626 | 794951.1207 | 1486592.0662 | 1608619.1842 | 1674290.0676 | 1564757.0723 | 1490607.4954 | 1396778.3415 | 1307180.1849 | 1644649.2546 | 1537055.3785 | 1488439.5618 | 1387135.7172 | 1296388.5205 | 1211578.0564 | 1135312.9478 | 1058043.0541 | 988825.2841 | 924135.7815 | 865964.2806 | 983983.9901
TAS1 | Solar PV | 0 | 0.037047 | 0.04528 | 0.057218 | 0.074912 | 0.087906 | 25170.5713 | 33988.8412 | 142649.1804 | 133316.9911 | 124595.3187 | 116752.4269 | 108806.2059 | 101688.0561 | 95035.5667 | 331967.9381 | 309374.056 | 289134.632 | 270219.2823 | 257825.775 | 240278.0405 | 224558.9163 | 209868.1469 | 196657.5932 | 364681.6758
TAS1 | Grid Battery | 0 | 0.070504 | 0.078671 | 0.091734 | 0.10229 | 0.10221 | 0.0985 | 0.5035 | 0.47103 | 0.44113 | 0.41554 | 0.39047 | 0.36493 | 1.1054 | 1.0343 | 0.98739 | 0.92333 | 0.86441 | 0.80918 | 0.81951 | 0.76494 | 0.69748 | 0.65022 | 0.60642 | 0.60926
TAS1 | PHES | 0 | 0 | 0 | 0 | 53097.3391 | 59061.2396 | 288859.1019 | 270676.4398 | 252254.0841 | 235751.4805 | 220328.4925 | 206459.492 | 192407.769 | 179820.4745 | 168056.5182 | 157477.8776 | 146759.8654 | 137158.7527 | 128185.7502 | 120116.8614 | 111941.6555 | 104618.3696 | 97774.1771 | 91619.5937 | 85383.9258
TAS1 | VPP | 0 | 0 | 0 | 0 | 0 | 0 | 0 | 0 | 0 | 0 | 0 | 0 | 0 | 0 | 0 | 0 | 0 | 0 | 0 | 0 | 0 | 0 | 0 | 0 | 0
Total |  | 5.6703e-06 | 0.27608 | 55565.8647 | 184303.755 | 502362.8989 | 854012.5703 | 1802364.7304 | 1916806.9235 | 2073920.4654 | 1938243.4276 | 1842386.1556 | 1735542.3105 | 1622887.7319 | 1939704.007 | 1812807.4853 | 2007818.6547 | 1886282.9743 | 1762881.2861 | 1647552.6054 | 1548460.2768 | 1443071.3975 | 1348664.8403 | 1260434.4316 | 1181093.9634 | 1469160.4227

## BaseCase_REZ Tx Cost
REZ transmission expansion cost by region ($000s) - BaseCase, Green Energy Exports Scenario
REZ Expansion | Real June 2023 dollars discounted to 1 July 2023. As with the total capital costs, the REZ transmission expansion costs are annualised for modelling purposes. Build costs do not include capital costs of existing, committed and anticipated transmission projects since there will be no difference in these costs between the Base Case and option case.
Explicitly modelled generation
Region | Technology | 2024-25 | 2025-26 | 2026-27 | 2027-28 | 2028-29 | 2029-30 | 2030-31 | 2031-32 | 2032-33 | 2033-34 | 2034-35 | 2035-36 | 2036-37 | 2037-38 | 2038-39 | 2039-40 | 2040-41 | 2041-42 | 2042-43 | 2043-44 | 2044-45 | 2045-46 | 2046-47 | 2047-48 | 2048-49
NSW1 | Transmission | 18321.3502 | 89453.5387 | 93141.0597 | 96612.4378 | 90036.9542 | 84146.6908 | 78641.7685 | 78489.5282 | 73712.5289 | 69509.0437 | 64961.7239 | 60872.5841 | 56729.5704 | 53204.6981 | 49724.0183 | 56704.9116 | 53306.2868 | 50102.8805 | 48638.6486 | 45729.96 | 43480.7313 | 40636.1986 | 39531.2124 | 37294.5905 | 34756.3061
QLD1 | Transmission | 205.8814 | 211499.3374 | 204342.6003 | 222451.808 | 219316.4848 | 364903.0922 | 569162.8704 | 671540.527 | 652470.0876 | 642006.6471 | 697461.1785 | 658567.8811 | 668543.8064 | 656547.8973 | 645360.1019 | 676026.719 | 653669.7857 | 614982.7197 | 653146.7869 | 612566.7446 | 622287.5095 | 817380.9809 | 820070.7554 | 842759.2611 | 814246.7601
VIC1 | Transmission | 14351.6146 | 22149.2574 | 25654.0094 | 61595.5176 | 92503.5342 | 100268.2775 | 100065.37 | 98167.9226 | 103555.6521 | 97041.5884 | 101193.1863 | 94823.3873 | 88369.667 | 86085.4032 | 83288.2181 | 79611.4041 | 74835.1636 | 71245.5707 | 67040.5808 | 63326.8044 | 59016.7551 | 55155.8465 | 51547.5208 | 48317.2847 | 45028.7908
SA1 | Transmission | 70.8412 | 50088.0985 | 57857.2129 | 70289.2312 | 106575.4569 | 137558.9592 | 184526.7255 | 216473.9956 | 225207.8899 | 212016.8955 | 198146.6326 | 185673.9132 | 173056.8247 | 210204.0222 | 196662.6504 | 189066.5245 | 177360.5795 | 237379.4792 | 221851.3981 | 267122.2531 | 248947.2769 | 232661.0077 | 223070.8781 | 221376.1596 | 240657.7971
TAS1 | Transmission | 1827.0643 | 1707.5392 | 1595.8317 | 7473.0834 | 21751.1971 | 49858.7844 | 53278.737 | 51263.1112 | 49955.3913 | 46687.282 | 43632.9742 | 40886.4132 | 38103.667 | 51534.414 | 49711.1734 | 55282.1336 | 52267.7109 | 48868.0623 | 45671.0866 | 42796.2327 | 39883.5028 | 37274.3022 | 34835.797 | 32791.093 | 38394.8813
NEM | Total | 34776.7517 | 374897.7712 | 382590.7142 | 458422.078 | 530183.6272 | 736735.804 | 985675.4713 | 1115935.0846 | 1104901.5499 | 1067261.4567 | 1105395.6955 | 1040824.179 | 1024803.5355 | 1057576.4347 | 1024746.1621 | 1056691.6927 | 1011439.5266 | 1022578.7123 | 1036348.5009 | 1031541.9949 | 1013615.7757 | 1183108.3359 | 1169056.1637 | 1182538.3888 | 1173084.5354

## BaseCase_USE+DSP Cost
USE+DSP cost by region ($000s) - BaseCase, Green Energy Exports Scenario
USE+DSP | Real June 2023 dollars discounted to 1 July 2023
Explicitly modelled generation
Region | Technology | 2024-25 | 2025-26 | 2026-27 | 2027-28 | 2028-29 | 2029-30 | 2030-31 | 2031-32 | 2032-33 | 2033-34 | 2034-35 | 2035-36 | 2036-37 | 2037-38 | 2038-39 | 2039-40 | 2040-41 | 2041-42 | 2042-43 | 2043-44 | 2044-45 | 2045-46 | 2046-47 | 2047-48 | 2048-49
NSW1 | USE+DSP | 181916.0274 | 76295.9748 | 51414.364 | 71390.0845 | 39432.21 | 57971.1539 | 34696.1076 | 37703.0957 | 40132.5579 | 27921.6169 | 53548.0956 | 14084.0084 | 19279.9339 | 41280.6613 | 12010.4745 | 19151.0831 | 5883.1027 | 14432.0902 | 5398.2505 | 11426.4718 | 7863.5422 | 6608.004 | 5384.6525 | 452.6018 | 7462.6028
QLD1 | USE+DSP | 234603.127 | 72007.6875 | 69844.9434 | 86971.4836 | 85121.9315 | 87025.4595 | 91868.6914 | 60056.2984 | 83744.6674 | 62821.8706 | 71003.2605 | 65295.0814 | 85826.1804 | 101934.8515 | 39923.4722 | 58591.1995 | 9412.919 | 32759.6431 | 36259.7074 | 18880.3816 | 21071.4678 | 45488.8473 | 17195.7604 | 0.073681 | 38759.2513
VIC1 | USE+DSP | 217379.2793 | 76858.5579 | 49540.1874 | 69477.668 | 61138.8484 | 56695.6614 | 50109.2292 | 44796.2918 | 67404.4753 | 23757.7361 | 65838.1305 | 19109.2387 | 13627.1471 | 42978.8212 | 5278.7404 | 43901.1827 | 7640.9267 | 15905.6553 | 70.7578 | 26360.8618 | 10594.3793 | 0.074791 | 1091.5507 | 0.083525 | 15377.4714
SA1 | USE+DSP | 69955.7529 | 27662.568 | 18067.0451 | 24304.7619 | 21058.7801 | 21271.8409 | 20817.4453 | 19431.8166 | 19647.2872 | 18433.2854 | 28152.279 | 7109.2763 | 6892.0468 | 17499.8454 | 3053.4206 | 11811.2241 | 2050.3491 | 14032.013 | 438.311 | 23353.8244 | 5230.9992 | 0.063587 | 5600.3006 | 987.2484 | 7825.7471
TAS1 | USE+DSP | 18261.2185 | 1173.2103 | 976.2966 | 3848.3909 | 6484.6251 | 11058.6397 | 13858.2034 | 16241.1924 | 23935.5644 | 9437.9599 | 16043.2535 | 4358.4245 | 3298.1116 | 10096.729 | 745.644 | 13971.4052 | 5947.7751 | 6298.6776 | 0.046048 | 11066.6313 | 3110.2758 | 0.034477 | 2275.619 | 0.041574 | 7388.4131
NEM | Total | 722115.4052 | 253997.9985 | 189842.8365 | 255992.3889 | 213236.3951 | 234022.7554 | 211349.6769 | 178228.6951 | 234864.5523 | 142372.4689 | 234585.0191 | 109956.0294 | 128923.4198 | 213790.9083 | 61011.7516 | 147426.0946 | 30935.0726 | 83428.0792 | 42167.0728 | 91088.1709 | 47870.6644 | 52097.0242 | 31547.8832 | 1440.049 | 76813.4857

## O3C_CF
Annual capacity factor by technology - O3C, Green Energy Exports Scenario
Non-scheduled generation including Distributed PV is not shown.
Explicitly modelled generation
Region | Technology | 2024-25 | 2025-26 | 2026-27 | 2027-28 | 2028-29 | 2029-30 | 2030-31 | 2031-32 | 2032-33 | 2033-34 | 2034-35 | 2035-36 | 2036-37 | 2037-38 | 2038-39 | 2039-40 | 2040-41 | 2041-42 | 2042-43 | 2043-44 | 2044-45 | 2045-46 | 2046-47 | 2047-48 | 2048-49
NEM | Black Coal | 51.82% | 28.47% | 33.71% | 31.92% | 33.89% | 34.03% | 34.84% | 38.97% | 37.13% | - | - | - | - | - | - | - | - | - | - | - | - | - | - | - | -
NEM | Brown Coal | 45.03% | 44.82% | 42.22% | 44.8% | 44.41% | 44.21% | 41.89% | - | - | - | - | - | - | - | - | - | - | - | - | - | - | - | - | - | -
NEM | CCGT | 43.17% | 10.08% | 7.719% | 10.99% | 9.445% | 5.655% | 6.394% | 3.79% | 5.278% | 3.577% | 6.859% | 4.429% | 4.106% | 5.322% | 5.19% | 5.741% | 5.385% | 5.719% | 5.666% | 7.68% | 7.476% | 15.02% | 23.73% | 25.25% | 25.36%
NEM | Gas - Steam | 2.015% | 0.4331% | 1.388% | 2.143% | 5.452% | 3.411% | 4.196% | 0.1551% | 3.426% | 2.374e-07% | 4.501% | 2.903% | 2.388e-07% | 7.887% | 2.818e-07% | - | - | - | - | - | - | - | - | - | -
NEM | OCGT / Diesel | 3.467% | 0.7815% | 0.5843% | 0.7982% | 1.214% | 0.7711% | 0.8647% | 0.1584% | 0.6766% | 0.03002% | 1.512% | 0.6094% | 0.08842% | 1.726% | 0.04853% | 0.1026% | 0.1543% | 0.1149% | 4.948e-07% | 0.1231% | 5.357e-07% | 4.742e-07% | 5.319e-07% | 5.856e-07% | 6.049e-07%
NEM | Hydro | 28.79% | 24.36% | 22.66% | 25.01% | 27.51% | 29.6% | 18.91% | 20.14% | 18.6% | 23.83% | 21.98% | 18.07% | 16.32% | 21.84% | 22.82% | 17.27% | 19.55% | 17.12% | 20.86% | 22.36% | 17.26% | 12.41% | 24.49% | 25.61% | 21.05%
NEM | Hydrogen Turbine | - | - | - | - | - | - | 9.1% | 12.42% | 9.707% | 11.87% | 10.06% | 7.022% | 9.317% | 11.79% | 7.728% | 11.48% | 13.52% | 14.9% | 9.595% | 11.99% | 8.445% | 9.571% | 16.12% | 11.98% | 13.73%
NEM | Wind | 32.5% | 27.4% | 28.58% | 27.98% | 30.17% | 30.31% | 31.01% | 33.31% | 32.24% | 32.08% | 31.63% | 33.55% | 34.26% | 32.2% | 33.56% | 32.62% | 34.23% | 32.72% | 31.62% | 31.88% | 34.18% | 33.91% | 33.7% | 34.42% | 33.16%
NEM | Solar PV | 22.69% | 17.52% | 18.88% | 18.46% | 18.28% | 18.99% | 19.64% | 19.73% | 19.95% | 21.46% | 19.68% | 20.9% | 22.06% | 18.52% | 19.84% | 19.53% | 19.86% | 20.27% | 20.72% | 19.71% | 21.49% | 21.61% | 19.76% | 20.75% | 19.96%
NEM | Grid Battery | 6.677% | 11.86% | 12.54% | 12.12% | 12.67% | 12.98% | 12.98% | 12.18% | 14.55% | 16.12% | 13.79% | 14.87% | 16.62% | 13.32% | 13.63% | 13.74% | 13.26% | 15.62% | 16.15% | 15.69% | 18.32% | 19.49% | 19.01% | 17.79% | 15.78%
NEM | PHES | 13.14% | 9.255% | 10.33% | 8.846% | 26.11% | 19.74% | 13.93% | 13.25% | 14.45% | 16.2% | 13.31% | 14.21% | 14.25% | 14.17% | 15.35% | 13.29% | 12.22% | 14.11% | 15.11% | 12.63% | 13.39% | 13.94% | 19.43% | 16.65% | 14.2%
NEM | VPP | 8.592% | 7.555% | 7.487% | 7.043% | 7.442% | 7.457% | 7.139% | 6.811% | 7.263% | 7.725% | 7.086% | 7.246% | 7.464% | 6.741% | 6.966% | 6.857% | 6.871% | 7.094% | 7.393% | 7.413% | 7.687% | 7.77% | 7.548% | 7.197% | 7.557%
Region | Technology | 2024-25 | 2025-26 | 2026-27 | 2027-28 | 2028-29 | 2029-30 | 2030-31 | 2031-32 | 2032-33 | 2033-34 | 2034-35 | 2035-36 | 2036-37 | 2037-38 | 2038-39 | 2039-40 | 2040-41 | 2041-42 | 2042-43 | 2043-44 | 2044-45 | 2045-46 | 2046-47 | 2047-48 | 2048-49
NSW1 | Black Coal | 56.66% | 22.87% | 32.64% | 29.42% | 33.24% | 32.24% | 33.25% | - | - | - | - | - | - | - | - | - | - | - | - | - | - | - | - | - | -
NSW1 | Brown Coal | bar: 2024-25 to 2048-49
NSW1 | CCGT | 70.92% | 19.18% | 11.23% | 18.64% | 10.07% | 4.064% | 3.89% | 2.398% | 5.294% | 0.168% | 4.545% | 1.97% | 1.531e-06% | 0.3524% | 1.55e-06% | 1.611e-06% | 1.552e-06% | 1.574e-06% | 1.557e-06% | - | - | - | - | - | -
NSW1 | Gas - Steam | bar: 2024-25 to 2048-49
NSW1 | OCGT / Diesel | 0.003577% | 0.0006669% | 2.659e-07% | 0.09914% | 0.02534% | 0.04897% | 0.03744% | 2.327e-07% | 2.752e-07% | 2.302e-07% | 0.2551% | 2.363e-07% | 2.352e-07% | 0.2516% | 2.394e-07% | 2.476e-07% | 2.412e-07% | 2.469e-07% | 2.439e-07% | 2.571e-07% | 2.475e-07% | 2.484e-07% | 2.511e-07% | 2.531e-07% | 2.587e-07%
NSW1 | Hydro | 12.98% | 14.71% | 15.01% | 12.26% | 17.32% | 14.54% | 11.11% | 10.24% | 9.19% | 12.17% | 13.09% | 11.52% | 8.761% | 14.97% | 12.48% | 10.57% | 10.21% | 9.852% | 12.7% | 13.45% | 11.33% | 9.663% | 17.57% | 16.24% | 16.11%
NSW1 | Hydrogen Turbine | - | - | - | - | - | - | 6.731% | 12.94% | 9.07% | 12.45% | 8.855% | 6.377% | 9.392% | 10.81% | 8.246% | 15.24% | 19.67% | 20.45% | 13.09% | 20.95% | 11.42% | 17.21% | 21.5% | 16.92% | 18.47%
NSW1 | Wind | 32.8% | 26.99% | 27.95% | 26.5% | 28.44% | 26.23% | 27.17% | 27.52% | 28.48% | 29.18% | 27.43% | 28.75% | 30% | 30.09% | 28.24% | 28.49% | 28.33% | 28.62% | 29.2% | 28.4% | 30.49% | 30.74% | 32.61% | 29.09% | 29.52%
NSW1 | Solar PV | 21.13% | 18.68% | 20.7% | 18.99% | 18.94% | 19.98% | 20.71% | 20.6% | 21.5% | 22.11% | 20.65% | 22.13% | 22.8% | 20.24% | 21.77% | 20.53% | 20.63% | 19.94% | 20.69% | 19.83% | 21.75% | 20.68% | 20.33% | 20.43% | 20.44%
NSW1 | Grid Battery | 7.098% | 13.5% | 14.59% | 13.89% | 12.81% | 14.7% | 15.6% | 15.65% | 17.21% | 17.93% | 15.85% | 17.59% | 18.39% | 15.33% | 15.98% | 16.87% | 16.55% | 17.85% | 18.24% | 17.95% | 20.74% | 20.35% | 18.48% | 17.8% | 18.71%
NSW1 | PHES | 8.566% | 10.34% | 13.6% | 10.56% | 53.22% | 20.17% | 14.88% | 12.2% | 15.09% | 15.54% | 15.01% | 12.82% | 13.76% | 13.04% | 14.79% | 12.71% | 11.02% | 14.44% | 16.08% | 17.01% | 12.81% | 13.91% | 22.45% | 15.53% | 12.79%
NSW1 | VPP | 7.267% | 7.667% | 7.812% | 7.464% | 7.301% | 7.62% | 7.494% | 7.261% | 7.728% | 8.066% | 7.228% | 7.592% | 7.756% | 7.043% | 7.463% | 7.509% | 7.397% | 7.712% | 7.911% | 7.614% | 8.127% | 8.266% | 7.928% | 7.871% | 7.914%
Region | Technology | 2024-25 | 2025-26 | 2026-27 | 2027-28 | 2028-29 | 2029-30 | 2030-31 | 2031-32 | 2032-33 | 2033-34 | 2034-35 | 2035-36 | 2036-37 | 2037-38 | 2038-39 | 2039-40 | 2040-41 | 2041-42 | 2042-43 | 2043-44 | 2044-45 | 2045-46 | 2046-47 | 2047-48 | 2048-49
QLD1 | Black Coal | 46.87% | 34.21% | 34.43% | 33.77% | 34.4% | 34.82% | 37.32% | 38.97% | 37.13% | - | - | - | - | - | - | - | - | - | - | - | - | - | - | - | -
QLD1 | Brown Coal | bar: 2024-25 to 2048-49
QLD1 | CCGT | 39.16% | 8.611% | 8.968% | 11.33% | 10.66% | 8.178% | 7.71% | 5.798% | 6.219% | 6.166% | 8.957% | 6.129% | 8.091% | 8.038% | 7.962% | 9.223% | 8.651% | 9.188% | 9.103% | 9.175% | 8.931% | 22.39% | 51.16% | 54.42% | 54.66%
QLD1 | Gas - Steam | bar: 2024-25 to 2048-49
QLD1 | OCGT / Diesel | 3.131e-07% | 2.931e-07% | 2.938e-07% | 3.413e-07% | 0.0199% | 3.141e-07% | 3.023e-07% | 2.866e-07% | 2.981e-07% | 3.434e-07% | 3.844e-07% | 2.894e-07% | 2.924e-07% | 3.022e-07% | 2.971e-07% | 3.045e-07% | 3e-07% | 3.022e-07% | 3.042e-07% | 3.202e-07% | 3.042e-07% | 3.07e-07% | 5.069e-07% | 5.089e-07% | 5.215e-07%
QLD1 | Hydro | 53.11% | 44.91% | 44.02% | 43.18% | 45.35% | 45.95% | 44.51% | 44.89% | 46.98% | 48.34% | 45.11% | 45.37% | 42.53% | 34.02% | 34.76% | 20.87% | 26.12% | 31.98% | - | - | - | - | - | - | -
QLD1 | Hydrogen Turbine | - | - | - | - | - | - | 13.71% | 13.18% | 12.59% | 10.56% | 14.72% | 10.46% | 14.16% | 20% | 7.714% | 12.11% | 8.572% | 13.8% | 11.44% | 5.1% | 9.437% | 17.6% | 20.55% | 11.22% | 10.94%
QLD1 | Wind | 38.19% | 28.68% | 28.41% | 27.49% | 29.88% | 31.28% | 33.83% | 35.43% | 33.45% | 31.62% | 33.06% | 34.67% | 33.05% | 32.24% | 34.04% | 34.55% | 35.41% | 34.74% | 31.41% | 31.35% | 33.94% | 33.6% | 32.27% | 33.71% | 34.25%
QLD1 | Solar PV | 22.81% | 14.79% | 13.74% | 16.55% | 17.17% | 18.73% | 20.72% | 21.08% | 20.57% | 22.7% | 22.31% | 22.54% | 22.72% | 18.89% | 20.95% | 21.02% | 22.3% | 21.97% | 23.2% | 20.86% | 22.88% | 23.74% | 19.62% | 21.2% | 21.46%
QLD1 | Grid Battery | 7.869% | 9.081% | 9.338% | 9.104% | 11.39% | 10.96% | 10.12% | 10.13% | 13.01% | 16.57% | 16.61% | 15.62% | 15.68% | 15.14% | 15.22% | 13.48% | 15.96% | 17.24% | 18.62% | 16.09% | 19.22% | 20.86% | 20.06% | 18.19% | 14.57%
QLD1 | PHES | 15.07% | 8.936% | 9.378% | 8.345% | 15.39% | 16.66% | 10.5% | 11.98% | 11.11% | 14.23% | 11.21% | 11.62% | 11.02% | 13.3% | 13.93% | 11.62% | 12.74% | 14.11% | 12.16% | 8.127% | 11.42% | 11.43% | 16.52% | 13.86% | 10.42%
QLD1 | VPP | 8.279% | 7.92% | 7.201% | 6.844% | 7.58% | 7.652% | 7.078% | 7.134% | 7.051% | 7.691% | 7.663% | 7.315% | 7.538% | 7.057% | 6.787% | 6.735% | 7.85% | 7.071% | 7.834% | 8.541% | 8.469% | 8.382% | 8.126% | 7.01% | 8.078%
Region | Technology | 2024-25 | 2025-26 | 2026-27 | 2027-28 | 2028-29 | 2029-30 | 2030-31 | 2031-32 | 2032-33 | 2033-34 | 2034-35 | 2035-36 | 2036-37 | 2037-38 | 2038-39 | 2039-40 | 2040-41 | 2041-42 | 2042-43 | 2043-44 | 2044-45 | 2045-46 | 2046-47 | 2047-48 | 2048-49
VIC1 | Black Coal | bar: 2024-25 to 2048-49
VIC1 | Brown Coal | 45.03% | 44.82% | 42.22% | 44.8% | 44.41% | 44.21% | 41.89% | - | - | - | - | - | - | - | - | - | - | - | - | - | - | - | - | - | -
VIC1 | CCGT | bar: 2024-25 to 2048-49
VIC1 | Gas - Steam | 2.211% | 0.9209% | 1.388% | 2.143% | 5.452% | 3.411% | 4.196% | 0.1551% | 3.426% | 2.374e-07% | 4.501% | 2.903% | 2.388e-07% | 7.887% | 2.818e-07% | - | - | - | - | - | - | - | - | - | -
VIC1 | OCGT / Diesel | 5.186% | 0.8217% | 0.8335% | 1.498% | 3.37% | 2.166% | 2.152% | 0.1102% | 1.596% | 0.03362% | 2.969% | 1.668% | 0.007765% | 3.999% | 0.1909% | 5.554e-07% | 0.52% | 5.194e-07% | 4.488e-07% | 4.911e-07% | 4.523e-07% | 4.499e-07% | 4.567e-07% | 6.927e-07% | 7.133e-07%
VIC1 | Hydro | 16.76% | 17.14% | 16.25% | 13.62% | 20.45% | 17.07% | 14.69% | 14.85% | 13.47% | 16.46% | 17% | 16.14% | 13.56% | 20.34% | 17.1% | 14.76% | 14.77% | 13.5% | 16.47% | 17.05% | 16.15% | 13.58% | 20.5% | 20.53% | 20.48%
VIC1 | Hydrogen Turbine | - | - | - | - | - | - | - | - | - | - | - | 3.363% | 4.408% | 7.109% | 6.98% | 7.389% | 11.56% | 13.69% | 5.796% | 11.84% | 6.504% | 4.679% | 16.81% | 11.89% | 14.71%
VIC1 | Wind | 30.57% | 28.49% | 28.55% | 28.17% | 28.7% | 29.53% | 27.79% | 31.77% | 29.78% | 31.26% | 30.91% | 32.72% | 33.9% | 31.17% | 33.53% | 31.46% | 34.26% | 31.59% | 32.65% | 33.45% | 35.69% | 36.41% | 34.77% | 37.11% | 35.15%
VIC1 | Solar PV | 28.69% | 16.86% | 19.18% | 18.09% | 17.55% | 17.23% | 17% | 18.04% | 18.85% | 19.48% | 17.49% | 18.68% | 19.07% | 17.17% | 18.03% | 17.43% | 16.93% | 18.42% | 18.64% | 18.19% | 19.62% | 19.57% | 18.6% | 19.87% | 19.58%
VIC1 | Grid Battery | 5.207% | 11.52% | 11.62% | 11.99% | 14.02% | 13.49% | 12.12% | 11.04% | 13.66% | 14.12% | 12.14% | 12.79% | 13.19% | 10.99% | 11.72% | 10.89% | 9.388% | 11.35% | 12.37% | 12.1% | 12.94% | 13.55% | 13.36% | 12.35% | 12.57%
VIC1 | PHES | - | - | - | - | 26.19% | 24.4% | 22.56% | 18.23% | 21.06% | 23.44% | 18.58% | 20.86% | 22.97% | 19.55% | 18.26% | 18.3% | 14.69% | 17.22% | 20.67% | 17.65% | 18.93% | 24.05% | 24.83% | 23.35% | 22.27%
VIC1 | VPP | 9.582% | 7.907% | 7.793% | 7.22% | 7.752% | 7.717% | 7.077% | 6.246% | 6.973% | 7.199% | 6.443% | 6.64% | 6.737% | 5.992% | 6.536% | 6.234% | 5.318% | 5.852% | 5.995% | 5.98% | 6.12% | 6.371% | 6.269% | 6.095% | 6.52%
Region | Technology | 2024-25 | 2025-26 | 2026-27 | 2027-28 | 2028-29 | 2029-30 | 2030-31 | 2031-32 | 2032-33 | 2033-34 | 2034-35 | 2035-36 | 2036-37 | 2037-38 | 2038-39 | 2039-40 | 2040-41 | 2041-42 | 2042-43 | 2043-44 | 2044-45 | 2045-46 | 2046-47 | 2047-48 | 2048-49
SA1 | Black Coal | bar: 2024-25 to 2048-49
SA1 | Brown Coal | bar: 2024-25 to 2048-49
SA1 | CCGT | 47.63% | 10.69% | 4.99% | 7.935% | 8.958% | 1.583% | 7.018% | 0.3743% | 4.498% | 1.278e-06% | 5.142% | 3.081% | 1.278e-06% | - | - | - | - | - | - | - | - | - | - | - | -
SA1 | Gas - Steam | 1.892% | 0.1282% | - | - | - | - | - | - | - | - | - | - | - | - | - | - | - | - | - | - | - | - | - | - | -
SA1 | OCGT / Diesel | 11.95% | 3.111% | 2.064% | 2.207% | 2.253% | 1.362% | 2.002% | 0.8706% | 2.315% | 0.1661% | 4.073% | 0.7517% | 0.6966% | 3.243% | 1.272e-06% | 0.7736% | 1.291e-06% | 0.8499% | 1.299e-06% | 0.8965% | 1.534e-06% | 1.179e-06% | 1.375e-06% | 1.387e-06% | 1.426e-06%
SA1 | Hydro | bar: 2024-25 to 2048-49
SA1 | Hydrogen Turbine | - | - | - | - | - | - | 8.276% | 11.18% | 9.254% | 11.35% | 6.203% | 5.3% | 7.037% | 7.807% | 7.746% | 13.56% | 14.26% | 13.09% | 11.62% | 8.389% | 7.833% | 5.447% | 9.247% | 9.489% | 9.72%
SA1 | Wind | 31.2% | 22.27% | 27.65% | 26.43% | 28.45% | 27.54% | 28.28% | 30.53% | 28.28% | 29.96% | 26.04% | 30.3% | 31.43% | 28.9% | 29.43% | 30.23% | 31.81% | 30.12% | 29.49% | 28.46% | 32.01% | 30.73% | 31.63% | 31.85% | 30.32%
SA1 | Solar PV | 21.98% | 17.76% | 18.9% | 19.66% | 19.54% | 19.94% | 19.74% | 18.71% | 18.68% | 21.32% | 17.14% | 19.43% | 23.28% | 17.77% | 18.28% | 19.46% | 19.3% | 20.8% | 19.17% | 19.33% | 21.06% | 21.1% | 21.03% | 21.56% | 19.52%
SA1 | Grid Battery | 6.423% | 9.223% | 10.26% | 9.709% | 10.81% | 8.802% | 9.417% | 8.415% | 12.2% | 15.06% | 10.88% | 12.5% | 17.47% | 11.5% | 11.2% | 12.02% | 9.929% | 14.61% | 13.6% | 14.67% | 17.27% | 19.3% | 19.75% | 18.38% | 15.69%
SA1 | PHES | bar: 2024-25 to 2048-49
SA1 | VPP | 9.466% | 6.715% | 6.945% | 6.373% | 6.989% | 6.109% | 6.452% | 5.995% | 7.014% | 8.029% | 6.953% | 7.526% | 8.215% | 6.933% | 6.825% | 6.56% | 6.451% | 8.27% | 8.084% | 7.798% | 8.483% | 8.499% | 8.402% | 8.327% | 7.878%
Region | Technology | 2024-25 | 2025-26 | 2026-27 | 2027-28 | 2028-29 | 2029-30 | 2030-31 | 2031-32 | 2032-33 | 2033-34 | 2034-35 | 2035-36 | 2036-37 | 2037-38 | 2038-39 | 2039-40 | 2040-41 | 2041-42 | 2042-43 | 2043-44 | 2044-45 | 2045-46 | 2046-47 | 2047-48 | 2048-49
TAS1 | Black Coal | bar: 2024-25 to 2048-49
TAS1 | Brown Coal | bar: 2024-25 to 2048-49
TAS1 | CCGT | 0% | 1.81e-06% | 1.921e-06% | 2.092e-06% | 2.207e-06% | 2.211e-06% | 2.451e-06% | 2.447e-06% | 2.535e-06% | 2.468e-06% | 2.552e-06% | 2.494e-06% | 2.475e-06% | 2.587e-06% | 2.513e-06% | 2.583e-06% | 2.57e-06% | 2.538e-06% | 2.525e-06% | 2.601e-06% | 2.532e-06% | 2.524e-06% | 2.538e-06% | 2.549e-06% | 2.626e-06%
TAS1 | Gas - Steam | bar: 2024-25 to 2048-49
TAS1 | OCGT / Diesel | 0.01238% | 1.919e-06% | 2.083e-06% | 0.1176% | 2.56e-06% | 2.285e-06% | 1.439% | 2.658e-06% | 6.495e-06% | 2.382e-06% | 5.059% | 3.522% | 2.45e-06% | 8.014% | 2.461e-06% | 3.101e-06% | 5.044% | 5.944e-06% | 5.792e-06% | 7.073e-06% | 5.879e-06% | 5.813e-06% | 5.924e-06% | 5.925e-06% | 6.328e-06%
TAS1 | Hydro | 53.75% | 39.12% | 34.68% | 46.72% | 42.84% | 54.73% | 28.86% | 33.2% | 30.8% | 40.48% | 33.85% | 24.65% | 24.71% | 29.66% | 37.86% | 26.04% | 32.91% | 27.17% | 32.88% | 35.92% | 24.12% | 14.08% | 34.91% | 39.43% | 26.46%
TAS1 | Hydrogen Turbine | - | - | - | - | - | - | 8.78% | 7.793% | 9.473% | 12.77% | 8.387% | 4.192% | 3.856% | 8.632% | 3.284% | 6.435% | 4.989% | 5.329% | 2.704% | 6.043% | 6.157% | 0.2953% | 6.8% | 2.286% | 5.094%
TAS1 | Wind | 36.74% | 40.34% | 44.9% | 51.11% | 48.79% | 47.03% | 40.34% | 43.04% | 41.94% | 39.69% | 40.38% | 41.95% | 45.7% | 38.58% | 42.26% | 37.14% | 40.48% | 37.54% | 35.58% | 38.18% | 39.01% | 38.33% | 40.31% | 42.52% | 34.77%
TAS1 | Solar PV | - | - | - | - | - | - | 18.41% | 16.79% | 17.5% | 18.69% | 17.28% | 18.56% | 18.72% | 14.64% | 16.27% | 15.93% | 15.33% | 15.86% | 16.99% | 16.37% | 16.95% | 15.94% | 14.97% | 15.79% | 15.11%
TAS1 | Grid Battery | bar: 2024-25 to 2048-49
TAS1 | PHES | - | - | - | - | 21.46% | 17.06% | 14.23% | 14.19% | 15.92% | 16.71% | 12.18% | 16.87% | 15.89% | 14.37% | 16.91% | 14.3% | 11.66% | 12.24% | 16.08% | 12.25% | 14.64% | 13.21% | 17.93% | 19.29% | 18.14%
TAS1 | VPP | 4.753% | 0.8628% | 1.804% | 0.7114% | 6.963% | 5.851% | 5.325% | 5.113% | 5.739% | 6.056% | 4.571% | 5.175% | 5.59% | 4.597% | 5.798% | 5.168% | 5.235% | 5.255% | 5.87% | 4.654% | 4.996% | 4.642% | 5.142% | 6.049% | 6.133%
Explicitly modelled pumping
Region | Technology | 2024-25 | 2025-26 | 2026-27 | 2027-28 | 2028-29 | 2029-30 | 2030-31 | 2031-32 | 2032-33 | 2033-34 | 2034-35 | 2035-36 | 2036-37 | 2037-38 | 2038-39 | 2039-40 | 2040-41 | 2041-42 | 2042-43 | 2043-44 | 2044-45 | 2045-46 | 2046-47 | 2047-48 | 2048-49
NEM | Grid Battery Pump | 7.869% | 14.25% | 15.02% | 14.58% | 15.17% | 15.6% | 15.58% | 14.63% | 17.49% | 19.38% | 16.61% | 17.84% | 20% | 16.04% | 16.39% | 16.48% | 16.01% | 18.73% | 19.48% | 18.87% | 22.06% | 23.49% | 22.85% | 21.44% | 18.95%
NEM | PHES Pump | 18.8% | 18.5% | 21.28% | 19.14% | 34.37% | 25.93% | 18.2% | 17.31% | 18.27% | 21.15% | 17.02% | 18.17% | 18.92% | 17.93% | 19.5% | 16.67% | 16.2% | 17.77% | 20.06% | 16.35% | 17.18% | 18.49% | 24.89% | 21.71% | 18.28%
NEM | VPP Pump | 10.09% | 8.903% | 8.799% | 8.308% | 8.74% | 8.779% | 8.403% | 8.021% | 8.538% | 9.087% | 8.35% | 8.511% | 8.787% | 7.943% | 8.191% | 8.056% | 8.104% | 8.327% | 8.713% | 8.714% | 9.045% | 9.153% | 8.866% | 8.475% | 8.879%
Region | Technology | 2024-25 | 2025-26 | 2026-27 | 2027-28 | 2028-29 | 2029-30 | 2030-31 | 2031-32 | 2032-33 | 2033-34 | 2034-35 | 2035-36 | 2036-37 | 2037-38 | 2038-39 | 2039-40 | 2040-41 | 2041-42 | 2042-43 | 2043-44 | 2044-45 | 2045-46 | 2046-47 | 2047-48 | 2048-49
NSW1 | Grid Battery Pump | 8.339% | 16.24% | 17.53% | 16.71% | 15.38% | 17.67% | 18.79% | 18.79% | 20.67% | 21.55% | 19.12% | 21.08% | 22.14% | 18.47% | 19.14% | 20.27% | 19.97% | 21.4% | 21.94% | 21.58% | 24.96% | 24.52% | 22.15% | 21.39% | 22.49%
NSW1 | PHES Pump | 14.86% | 22.21% | 26.92% | 24.26% | 51.12% | 25.37% | 19.26% | 15.99% | 17.45% | 20.69% | 17.99% | 15.88% | 18.58% | 15.51% | 18.03% | 14.87% | 15.17% | 17.11% | 21.56% | 20.6% | 16.03% | 18.69% | 27.65% | 20.1% | 16.55%
NSW1 | VPP Pump | 8.535% | 9.025% | 9.188% | 8.793% | 8.581% | 8.964% | 8.84% | 8.534% | 9.087% | 9.488% | 8.527% | 8.91% | 9.136% | 8.303% | 8.76% | 8.829% | 8.73% | 9.046% | 9.312% | 8.953% | 9.563% | 9.748% | 9.302% | 9.263% | 9.307%
Region | Technology | 2024-25 | 2025-26 | 2026-27 | 2027-28 | 2028-29 | 2029-30 | 2030-31 | 2031-32 | 2032-33 | 2033-34 | 2034-35 | 2035-36 | 2036-37 | 2037-38 | 2038-39 | 2039-40 | 2040-41 | 2041-42 | 2042-43 | 2043-44 | 2044-45 | 2045-46 | 2046-47 | 2047-48 | 2048-49
QLD1 | Grid Battery Pump | 9.26% | 10.87% | 11.12% | 10.91% | 13.6% | 13.11% | 12.1% | 12.16% | 15.59% | 19.92% | 19.97% | 18.8% | 18.84% | 18.28% | 18.23% | 16.21% | 19.21% | 20.74% | 22.46% | 19.43% | 23.15% | 25.06% | 24.2% | 21.87% | 17.55%
QLD1 | PHES Pump | 25.83% | 14.18% | 14.7% | 13.16% | 21.73% | 23.32% | 13.61% | 15.46% | 14.38% | 18.27% | 14.46% | 15.05% | 14.18% | 17.46% | 17.65% | 14.94% | 16.44% | 18.07% | 15.72% | 10.64% | 14.69% | 14.61% | 21.19% | 17.74% | 13.39%
QLD1 | VPP Pump | 9.723% | 9.345% | 8.457% | 8.079% | 8.899% | 9.002% | 8.327% | 8.421% | 8.273% | 9.048% | 9.015% | 8.606% | 8.868% | 8.331% | 7.959% | 7.924% | 9.236% | 8.319% | 9.228% | 10.06% | 9.968% | 9.835% | 9.573% | 8.233% | 9.503%
Region | Technology | 2024-25 | 2025-26 | 2026-27 | 2027-28 | 2028-29 | 2029-30 | 2030-31 | 2031-32 | 2032-33 | 2033-34 | 2034-35 | 2035-36 | 2036-37 | 2037-38 | 2038-39 | 2039-40 | 2040-41 | 2041-42 | 2042-43 | 2043-44 | 2044-45 | 2045-46 | 2046-47 | 2047-48 | 2048-49
VIC1 | Grid Battery Pump | 6.164% | 13.8% | 13.84% | 14.42% | 16.74% | 16.21% | 14.48% | 13.26% | 16.41% | 16.91% | 14.63% | 15.28% | 15.85% | 13.18% | 14.13% | 12.99% | 11.33% | 13.54% | 14.92% | 14.45% | 15.54% | 16.33% | 15.94% | 14.84% | 14.96%
VIC1 | PHES Pump | - | - | - | - | 34.46% | 32.57% | 29.24% | 24.01% | 27.75% | 30.95% | 24.44% | 27.29% | 30.58% | 25.44% | 24.22% | 23.82% | 19.82% | 22.17% | 27.57% | 22.86% | 24.91% | 32.14% | 32.19% | 31.21% | 28.82%
VIC1 | VPP Pump | 11.26% | 9.331% | 9.151% | 8.523% | 9.1% | 9.088% | 8.319% | 7.366% | 8.208% | 8.461% | 7.601% | 7.787% | 7.933% | 7.043% | 7.717% | 7.308% | 6.284% | 6.858% | 7.081% | 7.009% | 7.2% | 7.523% | 7.349% | 7.198% | 7.644%
Region | Technology | 2024-25 | 2025-26 | 2026-27 | 2027-28 | 2028-29 | 2029-30 | 2030-31 | 2031-32 | 2032-33 | 2033-34 | 2034-35 | 2035-36 | 2036-37 | 2037-38 | 2038-39 | 2039-40 | 2040-41 | 2041-42 | 2042-43 | 2043-44 | 2044-45 | 2045-46 | 2046-47 | 2047-48 | 2048-49
SA1 | Grid Battery Pump | 7.584% | 11.07% | 12.31% | 11.71% | 12.93% | 10.62% | 11.26% | 10.12% | 14.7% | 18.16% | 13.05% | 15.06% | 21.02% | 13.84% | 13.57% | 14.38% | 12.03% | 17.54% | 16.46% | 17.61% | 20.81% | 23.34% | 23.71% | 22.24% | 18.82%
SA1 | PHES Pump | bar: 2024-25 to 2048-49
SA1 | VPP Pump | 11.12% | 7.9% | 8.171% | 7.525% | 8.201% | 7.215% | 7.568% | 7.053% | 8.256% | 9.457% | 8.166% | 8.863% | 9.656% | 8.157% | 8.056% | 7.692% | 7.618% | 9.703% | 9.538% | 9.147% | 9.981% | 10.03% | 9.858% | 9.825% | 9.241%
Region | Technology | 2024-25 | 2025-26 | 2026-27 | 2027-28 | 2028-29 | 2029-30 | 2030-31 | 2031-32 | 2032-33 | 2033-34 | 2034-35 | 2035-36 | 2036-37 | 2037-38 | 2038-39 | 2039-40 | 2040-41 | 2041-42 | 2042-43 | 2043-44 | 2044-45 | 2045-46 | 2046-47 | 2047-48 | 2048-49
TAS1 | Grid Battery Pump | bar: 2024-25 to 2048-49
TAS1 | PHES Pump | - | - | - | - | 28.67% | 22.74% | 18.61% | 18.92% | 21.04% | 21.69% | 16.09% | 22.08% | 21.29% | 18.64% | 22.31% | 18.63% | 15.6% | 16.15% | 21.12% | 16.01% | 19.09% | 17.78% | 23.19% | 25.78% | 23.46%
TAS1 | VPP Pump | 5.576% | 1.026% | 2.118% | 0.8639% | 8.201% | 6.894% | 6.245% | 6.039% | 6.76% | 7.112% | 5.398% | 6.065% | 6.605% | 5.384% | 6.849% | 6.063% | 6.152% | 6.186% | 6.93% | 5.477% | 5.852% | 5.489% | 6.023% | 7.144% | 7.189%

## O3C_Generation
Annual sent-out generation by technology (GWh) - O3C, Green Energy Exports Scenario
Non-scheduled generation including Distributed PV is not shown.
Explicitly modelled generation
Region | Technology | 2024-25 | 2025-26 | 2026-27 | 2027-28 | 2028-29 | 2029-30 | 2030-31 | 2031-32 | 2032-33 | 2033-34 | 2034-35 | 2035-36 | 2036-37 | 2037-38 | 2038-39 | 2039-40 | 2040-41 | 2041-42 | 2042-43 | 2043-44 | 2044-45 | 2045-46 | 2046-47 | 2047-48 | 2048-49
NEM | Black Coal | 74706.3491 | 41039.1325 | 40087.908 | 27141.1504 | 23491.8147 | 13614.8988 | 3314.6273 | 1454.3822 | 1385.7341 | 0 | 0 | 0 | 0 | 0 | 0 | 0 | 0 | 0 | 0 | 0 | 0 | 0 | 0 | 0 | 0
NEM | Brown Coal | 19072.1161 | 18982.7084 | 17883.5125 | 10086.6205 | 4357.4976 | 4337.4338 | 4109.9829 | 0 | 0 | 0 | 0 | 0 | 0 | 0 | 0 | 0 | 0 | 0 | 0 | 0 | 0 | 0 | 0 | 0 | 0
NEM | CCGT | 11173.3207 | 2608.2459 | 1997.9836 | 2671.4691 | 2295.8699 | 1374.6468 | 1554.3463 | 921.3768 | 1282.9974 | 869.5308 | 1667.1839 | 1076.6573 | 859.6446 | 867.5777 | 845.9729 | 863.2896 | 809.7737 | 859.9728 | 852.026 | 858.7907 | 835.9771 | 831.6175 | 806.7076 | 858.1631 | 861.8086
NEM | Gas - Steam | 229.4183 | 49.321 | 60.8162 | 93.8638 | 238.8142 | 149.4005 | 183.7638 | 6.7948 | 150.0803 | 1.0398e-05 | 197.1623 | 127.1518 | 1.0457e-05 | 345.4382 | 1.2341e-05 | 0 | 0 | 0 | 0 | 0 | 0 | 0 | 0 | 0 | 0
NEM | OCGT / Diesel | 2522.3378 | 568.5592 | 425.1001 | 580.7611 | 882.9875 | 560.9949 | 600.1617 | 109.9618 | 453.1806 | 18.5492 | 918.7188 | 363.3 | 52.711 | 1029.1153 | 28.931 | 57.2302 | 84.3913 | 62.8743 | 0.00026661 | 66.3192 | 0.000239 | 0.00020644 | 0.00019878 | 0.0001889 | 0.00019511
NEM | Hydro | 18935.1582 | 16018.6756 | 14904.0427 | 16446.596 | 18091.9555 | 19465.762 | 12435.2207 | 13247.7196 | 12230.0848 | 15670.2264 | 14456.1706 | 11883.5465 | 10735.6316 | 14196.9378 | 14835.6923 | 11225.3725 | 12712.3097 | 11130.6555 | 13442.8678 | 14405.9276 | 11121.7548 | 7995.3939 | 15781.2655 | 16502.1171 | 13563.2514
NEM | Hydrogen Turbine | 0 | 0 | 0 | 0 | 0 | 0 | 902.7909 | 1264.3454 | 1635.9104 | 2001.2721 | 3876.269 | 3350.9103 | 4861.3868 | 6250.1127 | 4098.451 | 9762.034 | 11723.0321 | 13277.0934 | 8551.9284 | 15267.3851 | 10753.3076 | 12186.9267 | 20523.0012 | 15251.4906 | 21527.1519
NEM | Wind | 34483.8804 | 80716.09 | 89408.6331 | 119128.0496 | 139461.7968 | 176570.9811 | 221093.6771 | 252861.6648 | 259007.7 | 265495.9144 | 278421.5933 | 294504.2934 | 309318.4773 | 331458.6249 | 348144.201 | 347216.846 | 362326.174 | 356781.9244 | 371300.7391 | 371036.0735 | 395137.5374 | 421876.4166 | 448132.0734 | 476594.7028 | 487077.7586
NEM | Solar PV | 21022.8686 | 31681.8001 | 34506.978 | 38439.4516 | 50293.9973 | 58774.6498 | 67006.3629 | 81663.6458 | 102014.7108 | 112392.4277 | 109373.3585 | 116152.2735 | 122337.7585 | 115764.6748 | 123759.0248 | 143451.8613 | 151943.8334 | 186346.2481 | 207962.9314 | 233177.1172 | 253118.6696 | 263100.3365 | 261613.1414 | 273014.3867 | 296464.7432
NEM | Grid Battery | 1355.4407 | 9009.9585 | 10292.3266 | 10919.0543 | 11421.4495 | 11697.7086 | 11668.5772 | 15220.8228 | 21162.1007 | 24929.631 | 21357.1298 | 23020.0645 | 25666.4484 | 20698.1885 | 21057.2677 | 21225.908 | 21741.9485 | 31327.5969 | 36915.0653 | 44421.6976 | 50747.0295 | 46698.4713 | 44971.5438 | 40656.8116 | 35973.8241
NEM | PHES | 932.6327 | 859.3676 | 959.4897 | 821.4433 | 8942.867 | 10347.8343 | 12124.8576 | 11529.7693 | 12572.845 | 14093.0903 | 11584.7237 | 12361.7974 | 12399.032 | 12328.4905 | 13353.5073 | 11563.5722 | 10633.3406 | 12278.6626 | 13151.3321 | 10990.2027 | 11652.96 | 12130.0079 | 16905.7256 | 14483.7915 | 12356.0109
NEM | VPP | 282.0101 | 512.3538 | 836.0019 | 1200.6086 | 1797.66 | 2684.9261 | 3287.5982 | 3845.0351 | 4889.2214 | 6066.9444 | 6310.6278 | 7294.6254 | 8267.0086 | 8215.3387 | 9333.1626 | 9885.5068 | 10584.2864 | 11624.6044 | 12848.3538 | 13616.92 | 14885.9154 | 15863.7346 | 16143.8262 | 16114.8176 | 17655.4466
Total |  | 184715.5328 | 202046.2127 | 211362.7924 | 227529.0683 | 261276.71 | 299579.2367 | 338281.9667 | 382125.5183 | 416784.5655 | 441537.5863 | 448162.9377 | 470134.6199 | 494498.0988 | 511154.4991 | 535456.2107 | 555251.6206 | 582559.0899 | 623689.6325 | 665025.2442 | 703840.4336 | 748253.1516 | 780682.9053 | 824877.2848 | 853476.2813 | 885479.9955
Region | Technology | 2024-25 | 2025-26 | 2026-27 | 2027-28 | 2028-29 | 2029-30 | 2030-31 | 2031-32 | 2032-33 | 2033-34 | 2034-35 | 2035-36 | 2036-37 | 2037-38 | 2038-39 | 2039-40 | 2040-41 | 2041-42 | 2042-43 | 2043-44 | 2044-45 | 2045-46 | 2046-47 | 2047-48 | 2048-49
NSW1 | Black Coal | 41345.4865 | 16690.148 | 15582.1533 | 10645.2947 | 10030.9602 | 3925.2431 | 1922.1073 | 0 | 0 | 0 | 0 | 0 | 0 | 0 | 0 | 0 | 0 | 0 | 0 | 0 | 0 | 0 | 0 | 0 | 0
NSW1 | Brown Coal | 0 | 0 | 0 | 0 | 0 | 0 | 0 | 0 | 0 | 0 | 0 | 0 | 0 | 0 | 0 | 0 | 0 | 0 | 0 | 0 | 0 | 0 | 0 | 0 | 0
NSW1 | CCGT | 2733.502 | 739.0862 | 432.7018 | 718.4458 | 388.1891 | 156.6312 | 149.945 | 92.4356 | 204.0358 | 6.4749 | 175.1827 | 75.9138 | 5.8999e-05 | 13.5826 | 5.9741e-05 | 6.2103e-05 | 5.9834e-05 | 6.0655e-05 | 6.0028e-05 | 4.5722e-05 | 4.53e-05 | 4.5376e-05 | 4.5581e-05 | 4.5921e-05 | 4.669e-05
NSW1 | Gas - Steam | 0 | 0 | 0 | 0 | 0 | 0 | 0 | 0 | 0 | 0 | 0 | 0 | 0 | 0 | 0 | 0 | 0 | 0 | 0 | 0 | 0 | 0 | 0 | 0 | 0
NSW1 | OCGT / Diesel | 0.84249 | 0.1571 | 6.2643e-05 | 23.353 | 5.9687 | 11.5353 | 8.8189 | 5.482e-05 | 6.4834e-05 | 5.4227e-05 | 60.0894 | 5.4638e-05 | 5.4364e-05 | 58.1729 | 5.5343e-05 | 5.725e-05 | 5.5764e-05 | 5.7085e-05 | 5.6376e-05 | 5.9444e-05 | 3.8812e-05 | 3.8943e-05 | 3.9374e-05 | 3.9682e-05 | 4.0562e-05
NSW1 | Hydro | 2870.438 | 3254.5247 | 3321.1438 | 2711.1102 | 3830.394 | 3215.5777 | 2457.797 | 2264.493 | 2032.7953 | 2692.5716 | 2896.3606 | 2547.7019 | 1937.74 | 3310.2572 | 2760.2121 | 2338.3901 | 2257.8857 | 2179.1694 | 2808.4055 | 2974.9311 | 2507.1372 | 2137.4121 | 3885.8551 | 3591.8024 | 3562.6968
NSW1 | Hydrogen Turbine | 0 | 0 | 0 | 0 | 0 | 0 | 303.8561 | 586.0172 | 875.2799 | 1200.9792 | 1505.4714 | 1447.2865 | 2131.7166 | 2453.1423 | 1871.4995 | 3776.7605 | 4872.677 | 5066.7085 | 3241.8984 | 6559.3945 | 3576.0684 | 5389.7886 | 6730.843 | 5299.053 | 7796.8066
NSW1 | Wind | 8104.2228 | 26022.5228 | 28321.7675 | 35620.6281 | 40871.5775 | 42273.5378 | 46326.3745 | 46920.255 | 48557.6429 | 49982.9227 | 51361.3811 | 53823.773 | 56041.9657 | 60401.5473 | 56188.6536 | 56725.5551 | 55519.4829 | 55966.1306 | 57092.575 | 54124.0743 | 58109.4097 | 57933.7616 | 63972.9453 | 57248.0979 | 58095.1524
NSW1 | Solar PV | 8617.9759 | 17254.4476 | 19526.6381 | 18870.88 | 18824.8933 | 23752.3016 | 24618.4969 | 28735.8819 | 30924.3339 | 31801.492 | 29701.1797 | 31830.2637 | 32793.7731 | 29106.4227 | 31028.0426 | 38104.7378 | 38299.681 | 43879.1306 | 45348.2053 | 47663.0123 | 52290.5609 | 49719.6315 | 48706.4626 | 48757.1545 | 50418.5585
NSW1 | Grid Battery | 363.7417 | 5275.1844 | 5729.9781 | 5454.6434 | 5028.6431 | 5771.9024 | 6126.7442 | 8307.2725 | 9626.1487 | 10051.3175 | 8885.941 | 9862.1013 | 10231.0223 | 8525.4179 | 8889.6366 | 9384.0241 | 9205.9602 | 10934.6786 | 11169.9488 | 13273.0141 | 15338.2202 | 10273.6339 | 9298.0575 | 8951.6779 | 9411.0932
NSW1 | PHES | 180.1018 | 217.4833 | 285.8385 | 222.0334 | 3450.4667 | 4910.9906 | 3624.2029 | 2971.5548 | 3673.931 | 3784.3414 | 3654.2534 | 3122.1936 | 3352.039 | 3175.4188 | 3603.0009 | 3095.8159 | 2682.5486 | 3516.6511 | 3916.0687 | 4142.2763 | 3120.7993 | 3387.7029 | 5466.8548 | 3781.2534 | 3114.2423
NSW1 | VPP | 75.1759 | 176.0343 | 306.6543 | 457.8882 | 640.6817 | 1006.0819 | 1267.6447 | 1513.7082 | 1931.7787 | 2360.401 | 2404.077 | 2857.6783 | 3212.1984 | 3206.4775 | 3729.306 | 4029.0432 | 4233.2471 | 4685.9203 | 5087.6062 | 5161.0053 | 5789.8986 | 6188.3007 | 6197.9601 | 6422.3322 | 6714.6605
Total |  | 64291.487 | 69629.5885 | 73506.8755 | 74724.2769 | 83071.7743 | 85023.8016 | 86805.9874 | 91391.6183 | 97825.9464 | 101880.5003 | 100643.9363 | 105566.9122 | 109700.4551 | 110250.4391 | 108070.3514 | 117454.3269 | 117071.4827 | 126228.3893 | 128664.708 | 133897.708 | 140732.0945 | 135030.2313 | 144258.9786 | 134051.3713 | 139113.2104
Region | Technology | 2024-25 | 2025-26 | 2026-27 | 2027-28 | 2028-29 | 2029-30 | 2030-31 | 2031-32 | 2032-33 | 2033-34 | 2034-35 | 2035-36 | 2036-37 | 2037-38 | 2038-39 | 2039-40 | 2040-41 | 2041-42 | 2042-43 | 2043-44 | 2044-45 | 2045-46 | 2046-47 | 2047-48 | 2048-49
QLD1 | Black Coal | 33360.8627 | 24348.9845 | 24505.7547 | 16495.8557 | 13460.8545 | 9689.6557 | 1392.52 | 1454.3822 | 1385.7341 | 0 | 0 | 0 | 0 | 0 | 0 | 0 | 0 | 0 | 0 | 0 | 0 | 0 | 0 | 0 | 0
QLD1 | Brown Coal | 0 | 0 | 0 | 0 | 0 | 0 | 0 | 0 | 0 | 0 | 0 | 0 | 0 | 0 | 0 | 0 | 0 | 0 | 0 | 0 | 0 | 0 | 0 | 0 | 0
QLD1 | CCGT | 5481.8807 | 1205.3713 | 1255.3408 | 1585.321 | 1492.5731 | 1144.6614 | 1079.1884 | 811.5953 | 870.5387 | 863.0558 | 1253.7201 | 857.9494 | 859.6444 | 853.995 | 845.9727 | 863.2894 | 809.7735 | 859.9726 | 852.0258 | 858.7905 | 835.9769 | 831.6173 | 806.7074 | 858.1629 | 861.8084
QLD1 | Gas - Steam | 0 | 0 | 0 | 0 | 0 | 0 | 0 | 0 | 0 | 0 | 0 | 0 | 0 | 0 | 0 | 0 | 0 | 0 | 0 | 0 | 0 | 0 | 0 | 0 | 0
QLD1 | OCGT / Diesel | 5.36e-05 | 5.018e-05 | 5.0299e-05 | 5.8441e-05 | 3.4067 | 5.3782e-05 | 5.1754e-05 | 4.907e-05 | 5.1037e-05 | 4.6051e-05 | 4.7612e-05 | 3.5846e-05 | 3.6218e-05 | 3.7432e-05 | 3.6803e-05 | 3.7723e-05 | 3.716e-05 | 3.7438e-05 | 3.7684e-05 | 3.9662e-05 | 3.768e-05 | 3.8029e-05 | 3.841e-05 | 3.8559e-05 | 3.9517e-05
QLD1 | Hydro | 709.0441 | 599.5088 | 587.6571 | 576.4256 | 605.4638 | 613.4003 | 594.1606 | 599.2956 | 627.1983 | 645.3512 | 602.2827 | 605.6563 | 567.7549 | 196.7058 | 200.9542 | 120.6573 | 151.0037 | 184.9244 | 0 | 0 | 0 | 0 | 0 | 0 | 0
QLD1 | Hydrogen Turbine | 0 | 0 | 0 | 0 | 0 | 0 | 380.518 | 365.8573 | 352.3728 | 295.6686 | 1765.3381 | 1254.65 | 1698.4058 | 2398.3755 | 925.2933 | 1452.8956 | 1028.2239 | 1654.9453 | 1372.0822 | 916.1158 | 1695.0454 | 3161.3706 | 3691.5774 | 2015.0876 | 2075.9202
QLD1 | Wind | 5190.45 | 24308.829 | 24337.9337 | 31697.8918 | 34457.5111 | 45920.4325 | 60717.3376 | 69409.5871 | 72322.2771 | 76209.3571 | 86681.1302 | 90890.5986 | 92639.0821 | 95601.3619 | 103040.941 | 109439.5809 | 112171.457 | 110047.9152 | 125904.6275 | 125477.5989 | 134474.792 | 167004.292 | 184230.088 | 202530.1024 | 205414.5018
QLD1 | Solar PV | 8021.5067 | 5200.1009 | 4829.9731 | 5818.3307 | 9686.1858 | 13200.8185 | 14604.7967 | 19570.4707 | 26448.3467 | 31547.3368 | 37504.4163 | 37892.8358 | 37952.7289 | 37481.2447 | 41571.2256 | 43972.3936 | 53498.8716 | 59589.4675 | 82724.6023 | 90819.0823 | 99184.0563 | 112430.3472 | 113941.5452 | 121762.9616 | 126615.4655
QLD1 | Grid Battery | 428.7739 | 824.9523 | 970.8503 | 976.1374 | 1221.5703 | 1175.4476 | 1085.0414 | 1086.3447 | 2101.2361 | 3786.8261 | 3796.89 | 3570.8571 | 3584.571 | 3611.2287 | 3496.0207 | 3096.2559 | 5180.257 | 6702.1883 | 12449.6987 | 13642.5155 | 15597.9477 | 16444.4696 | 15541.855 | 14035.49 | 11243.8934
QLD1 | PHES | 752.5309 | 641.8844 | 673.6513 | 599.4099 | 2337.6561 | 2530.8498 | 3433.1489 | 3915.3064 | 3632.205 | 4653.4255 | 3663.2366 | 3800.3484 | 3602.785 | 4348.529 | 4553.908 | 3797.2795 | 4164.2608 | 4614.2015 | 3974.3801 | 2656.9055 | 3732.0048 | 3737.7901 | 5401.189 | 4530.607 | 3408.0526
QLD1 | VPP | 40.8304 | 109.0618 | 180.2269 | 277.8765 | 452.6783 | 699.2383 | 839.9326 | 1049.5995 | 1248.8802 | 1601.816 | 1801.1572 | 1948.8445 | 2207.3875 | 2275.4211 | 2407.1714 | 2567.3367 | 3192.951 | 3055.7686 | 3585.8826 | 4128.3564 | 4303.137 | 4485.6606 | 4546.7554 | 4098.9736 | 4921.1978
Total |  | 53985.8793 | 57238.6931 | 57341.3878 | 58027.2486 | 63717.8996 | 74974.5042 | 84126.6441 | 98262.4389 | 108988.7889 | 119602.8371 | 137068.1712 | 140821.74 | 143112.3596 | 146766.8617 | 157041.487 | 165309.6888 | 180196.7985 | 186709.3834 | 230863.2993 | 238499.3649 | 259822.9602 | 308095.5475 | 328159.7174 | 349831.3851 | 354540.8397
Region | Technology | 2024-25 | 2025-26 | 2026-27 | 2027-28 | 2028-29 | 2029-30 | 2030-31 | 2031-32 | 2032-33 | 2033-34 | 2034-35 | 2035-36 | 2036-37 | 2037-38 | 2038-39 | 2039-40 | 2040-41 | 2041-42 | 2042-43 | 2043-44 | 2044-45 | 2045-46 | 2046-47 | 2047-48 | 2048-49
VIC1 | Black Coal | 0 | 0 | 0 | 0 | 0 | 0 | 0 | 0 | 0 | 0 | 0 | 0 | 0 | 0 | 0 | 0 | 0 | 0 | 0 | 0 | 0 | 0 | 0 | 0 | 0
VIC1 | Brown Coal | 19072.1161 | 18982.7084 | 17883.5125 | 10086.6205 | 4357.4976 | 4337.4338 | 4109.9829 | 0 | 0 | 0 | 0 | 0 | 0 | 0 | 0 | 0 | 0 | 0 | 0 | 0 | 0 | 0 | 0 | 0 | 0
VIC1 | CCGT | 0 | 4.5693e-05 | 4.5137e-05 | 4.6977e-05 | 4.6932e-05 | 4.6587e-05 | 4.6337e-05 | 4.6041e-05 | 4.6724e-05 | 4.5788e-05 | 4.7118e-05 | 4.6102e-05 | 4.5737e-05 | 4.7098e-05 | 4.5981e-05 | 4.6631e-05 | 4.6123e-05 | 4.6218e-05 | 4.6018e-05 | 4.6725e-05 | 4.6096e-05 | 4.6035e-05 | 4.6232e-05 | 4.6463e-05 | 4.7027e-05
VIC1 | Gas - Steam | 96.8342 | 40.3365 | 60.8162 | 93.8638 | 238.8142 | 149.4005 | 183.7638 | 6.7948 | 150.0803 | 1.0398e-05 | 197.1623 | 127.1518 | 1.0457e-05 | 345.4382 | 1.2341e-05 | 0 | 0 | 0 | 0 | 0 | 0 | 0 | 0 | 0 | 0
VIC1 | OCGT / Diesel | 863.224 | 136.759 | 138.7334 | 249.3395 | 560.9562 | 360.5504 | 358.2393 | 18.3386 | 265.7068 | 5.0954 | 449.9065 | 252.7719 | 1.1767 | 606.0783 | 28.9308 | 6.2767e-05 | 58.7608 | 5.8695e-05 | 4.7016e-05 | 5.1449e-05 | 4.7388e-05 | 4.7133e-05 | 4.7849e-05 | 3.7135e-05 | 3.8241e-05
VIC1 | Hydro | 3345.1741 | 3421.5947 | 3244.4213 | 2718.5413 | 4081.7055 | 3407.1056 | 2933.4022 | 2964.8208 | 2688.2131 | 3286.2011 | 3394.0686 | 3221.9755 | 2707.8173 | 4061.6441 | 3414.6539 | 2946.3673 | 2949.1183 | 2694.3087 | 3287.4245 | 3403.806 | 3223.4789 | 2710.5064 | 4093.162 | 4097.9917 | 4088.0191
VIC1 | Hydrogen Turbine | 0 | 0 | 0 | 0 | 0 | 0 | 0 | 0 | 0 | 0 | 0 | 42.3764 | 252.0988 | 467.2024 | 458.773 | 2046.8744 | 3203.1506 | 3793.0073 | 1605.4186 | 4742.816 | 2604.4155 | 1873.4396 | 6731.3496 | 4760.834 | 8110.6475
VIC1 | Wind | 11827.1263 | 19381.6619 | 21318.2203 | 30457.1889 | 31377.0799 | 37837.3116 | 42697.965 | 53184.76 | 53330.0732 | 55832.5407 | 59190.2583 | 62663.8949 | 67901.4194 | 64978.1801 | 71606.6786 | 69935.0435 | 75284.2697 | 69423.2997 | 71602.0301 | 72422.3496 | 76292.3833 | 75071.8822 | 71686.9054 | 75742.6263 | 71639.7062
VIC1 | Solar PV | 3036.3755 | 4498.1305 | 5117.2977 | 8399.5411 | 13641.2732 | 13513.8263 | 13339.3123 | 14149.1203 | 19823.9306 | 20480.1302 | 18644.6014 | 19913.2331 | 20329.7809 | 18788.4766 | 19729.5591 | 19075.9655 | 18528.8717 | 20151.0849 | 20391.9511 | 19899.1132 | 21281.8926 | 21171.8545 | 20120.1888 | 21501.0096 | 21357.2225
VIC1 | Grid Battery | 264.6927 | 1736.4286 | 2286.5422 | 3110.5526 | 3636.9193 | 3501.2766 | 3145.2191 | 2863.5758 | 4572.1349 | 4658.0295 | 4003.8364 | 4219.2104 | 4352.3553 | 3626.4895 | 3861.3722 | 3587.3333 | 3093.1045 | 3440.0089 | 3749.26 | 3457.5758 | 3696.7776 | 3074.1621 | 2826.6689 | 1838.3787 | 1870.5193
VIC1 | PHES | 0 | 0 | 0 | 0 | 2523.9408 | 2351.4979 | 2174.1963 | 1756.8729 | 2029.348 | 2258.7101 | 1790.835 | 2010.0688 | 2213.5304 | 1883.6787 | 1759.2359 | 1763.4357 | 1415.6292 | 1659.7422 | 1991.8626 | 1701.0841 | 1823.9299 | 2317.9424 | 2393.0803 | 2249.8309 | 2146.2405
VIC1 | VPP | 84.6085 | 142.6951 | 228.8964 | 316.5094 | 476.2539 | 700.5728 | 815.4174 | 872.0042 | 1148.6392 | 1373.5974 | 1397.2037 | 1630.4895 | 1828.0295 | 1793.4573 | 2154.2 | 2219.6997 | 2032.215 | 2390.1501 | 2610.2468 | 2768.7808 | 3009.9795 | 3326.2805 | 3451.8813 | 3537.6084 | 3975.2285
Total |  | 38590.1514 | 48340.3149 | 50278.44 | 55432.1572 | 60894.4406 | 66158.9755 | 69757.4983 | 75816.2874 | 84008.1261 | 87894.3044 | 89067.8723 | 94081.1723 | 99586.2086 | 96550.6451 | 103013.4035 | 101574.7196 | 106565.1199 | 103551.6019 | 105238.1938 | 108395.5256 | 111932.8575 | 109546.0678 | 111303.2364 | 113728.2797 | 113187.5837
Region | Technology | 2024-25 | 2025-26 | 2026-27 | 2027-28 | 2028-29 | 2029-30 | 2030-31 | 2031-32 | 2032-33 | 2033-34 | 2034-35 | 2035-36 | 2036-37 | 2037-38 | 2038-39 | 2039-40 | 2040-41 | 2041-42 | 2042-43 | 2043-44 | 2044-45 | 2045-46 | 2046-47 | 2047-48 | 2048-49
SA1 | Black Coal | 0 | 0 | 0 | 0 | 0 | 0 | 0 | 0 | 0 | 0 | 0 | 0 | 0 | 0 | 0 | 0 | 0 | 0 | 0 | 0 | 0 | 0 | 0 | 0 | 0
SA1 | Brown Coal | 0 | 0 | 0 | 0 | 0 | 0 | 0 | 0 | 0 | 0 | 0 | 0 | 0 | 0 | 0 | 0 | 0 | 0 | 0 | 0 | 0 | 0 | 0 | 0 | 0
SA1 | CCGT | 2957.938 | 663.7882 | 309.9409 | 367.7022 | 415.1075 | 73.3541 | 325.2128 | 17.3458 | 208.4228 | 5.9234e-05 | 238.2809 | 142.794 | 5.9214e-05 | 4.5793e-05 | 4.4815e-05 | 4.5314e-05 | 4.4976e-05 | 4.5457e-05 | 4.5192e-05 | 4.6183e-05 | 4.5432e-05 | 4.5376e-05 | 4.5653e-05 | 4.5951e-05 | 4.6967e-05
SA1 | Gas - Steam | 132.5841 | 8.9844 | 0 | 0 | 0 | 0 | 0 | 0 | 0 | 0 | 0 | 0 | 0 | 0 | 0 | 0 | 0 | 0 | 0 | 0 | 0 | 0 | 0 | 0 | 0
SA1 | OCGT / Diesel | 1658.0782 | 431.643 | 286.3666 | 306.235 | 312.6559 | 188.9091 | 210.6578 | 91.6231 | 187.4736 | 13.4536 | 329.8441 | 55.613 | 51.5341 | 239.8987 | 9.4124e-05 | 57.23 | 9.5479e-05 | 62.8741 | 9.6106e-05 | 66.319 | 8.5249e-05 | 5.2796e-05 | 4.3052e-05 | 4.3422e-05 | 4.4638e-05
SA1 | Hydro | 0 | 0 | 0 | 0 | 0 | 0 | 0 | 0 | 0 | 0 | 0 | 0 | 0 | 0 | 0 | 0 | 0 | 0 | 0 | 0 | 0 | 0 | 0 | 0 | 0
SA1 | Hydrogen Turbine | 0 | 0 | 0 | 0 | 0 | 0 | 207.7692 | 291.8731 | 377.2987 | 462.8783 | 552.4317 | 542.1594 | 719.8944 | 798.7211 | 792.4073 | 2207.2173 | 2320.1821 | 2443.2607 | 2170.56 | 2687.1648 | 2509.0603 | 1744.6412 | 2961.994 | 3039.5906 | 3113.5405
SA1 | Wind | 7548.787 | 9012.1672 | 12100.8638 | 14304.0322 | 18296.853 | 25983.1685 | 30695.9923 | 33135.4278 | 30697.7626 | 32262.8315 | 28045.2701 | 31920.5989 | 32602.3369 | 42921.2981 | 43297.9849 | 44140.581 | 46349.6214 | 53643.0407 | 52525.0985 | 50151.5614 | 56408.1323 | 53228.944 | 56059.2626 | 64928.0703 | 74514.7191
SA1 | Solar PV | 1347.0104 | 4729.1208 | 5033.0686 | 5350.6992 | 8141.6443 | 8307.7024 | 13959.9786 | 18546.4461 | 22329.6032 | 25905.34 | 21065.873 | 23876.953 | 28599.4462 | 28306.5751 | 29116.1472 | 30997.6784 | 30745.3648 | 51477.9941 | 47447.949 | 63188.2176 | 68339.1969 | 68477.0358 | 68227.3808 | 69794.0349 | 73327.1058
SA1 | Grid Battery | 298.2325 | 1173.3921 | 1304.9548 | 1377.7194 | 1534.3151 | 1249.0801 | 1311.5703 | 2963.6141 | 4862.5653 | 6433.4426 | 4670.4455 | 5367.8772 | 7498.4817 | 4935.01 | 4810.1983 | 5158.2459 | 4262.5794 | 10250.6721 | 9546.1097 | 14048.5443 | 16114.0305 | 16906.1467 | 17304.9147 | 15831.219 | 13448.2288
SA1 | PHES | 0 | 0 | 0 | 0 | 0 | 0 | 0 | 0 | 0 | 0 | 0 | 0 | 0 | 0 | 0 | 0 | 0 | 0 | 0 | 0 | 0 | 0 | 0 | 0 | 0
SA1 | VPP | 80.2712 | 84.1167 | 118.5172 | 147.2065 | 210.7244 | 255.7135 | 336.0064 | 374.5214 | 510.8539 | 668.3702 | 652.6072 | 784.2621 | 929.5292 | 856.1741 | 922.4635 | 950.7174 | 994.9363 | 1350.3273 | 1392.6746 | 1412.0642 | 1614.0452 | 1695.4811 | 1749.4312 | 1808.876 | 1779.5974
Total |  | 14022.9015 | 16103.2125 | 19153.712 | 21853.5944 | 28911.3002 | 36057.9277 | 47047.1874 | 55420.8513 | 59173.9801 | 65746.3163 | 55554.7525 | 62690.2577 | 70401.2225 | 78057.6772 | 78939.2014 | 83511.6701 | 84672.6842 | 119228.169 | 113082.392 | 131553.8713 | 144984.4653 | 142052.2489 | 146302.9835 | 155401.7908 | 166183.1916
Region | Technology | 2024-25 | 2025-26 | 2026-27 | 2027-28 | 2028-29 | 2029-30 | 2030-31 | 2031-32 | 2032-33 | 2033-34 | 2034-35 | 2035-36 | 2036-37 | 2037-38 | 2038-39 | 2039-40 | 2040-41 | 2041-42 | 2042-43 | 2043-44 | 2044-45 | 2045-46 | 2046-47 | 2047-48 | 2048-49
TAS1 | Black Coal | 0 | 0 | 0 | 0 | 0 | 0 | 0 | 0 | 0 | 0 | 0 | 0 | 0 | 0 | 0 | 0 | 0 | 0 | 0 | 0 | 0 | 0 | 0 | 0 | 0
TAS1 | Brown Coal | 0 | 0 | 0 | 0 | 0 | 0 | 0 | 0 | 0 | 0 | 0 | 0 | 0 | 0 | 0 | 0 | 0 | 0 | 0 | 0 | 0 | 0 | 0 | 0 | 0
TAS1 | CCGT | 0 | 3.2971e-05 | 3.5002e-05 | 3.8112e-05 | 4.0221e-05 | 4.0293e-05 | 4.4652e-05 | 4.4588e-05 | 4.6187e-05 | 4.4972e-05 | 4.65e-05 | 4.544e-05 | 4.5093e-05 | 4.7146e-05 | 4.5796e-05 | 4.7065e-05 | 4.682e-05 | 4.6236e-05 | 4.6011e-05 | 4.7398e-05 | 4.6135e-05 | 4.5997e-05 | 4.6246e-05 | 4.6439e-05 | 4.7842e-05
TAS1 | Gas - Steam | 0 | 0 | 0 | 0 | 0 | 0 | 0 | 0 | 0 | 0 | 0 | 0 | 0 | 0 | 0 | 0 | 0 | 0 | 0 | 0 | 0 | 0 | 0 | 0 | 0
TAS1 | OCGT / Diesel | 0.19309 | 2.9915e-05 | 3.248e-05 | 1.8335 | 3.9915e-05 | 3.5632e-05 | 22.4456 | 4.1439e-05 | 0.00010128 | 3.7147e-05 | 78.8787 | 54.915 | 3.8196e-05 | 124.9654 | 3.8369e-05 | 4.8358e-05 | 25.6303 | 3.0201e-05 | 2.9427e-05 | 3.5938e-05 | 2.9869e-05 | 2.9536e-05 | 3.0099e-05 | 3.0104e-05 | 3.2154e-05
TAS1 | Hydro | 12010.502 | 8743.0474 | 7750.8205 | 10440.5189 | 9574.3922 | 12229.6784 | 6449.8609 | 7419.1101 | 6881.8781 | 9046.1025 | 7563.4586 | 5508.2128 | 5522.3193 | 6628.3309 | 8459.872 | 5819.9577 | 7354.302 | 6072.253 | 7347.0378 | 8027.1905 | 5391.1387 | 3147.4755 | 7802.2484 | 8812.3231 | 5912.5356
TAS1 | Hydrogen Turbine | 0 | 0 | 0 | 0 | 0 | 0 | 10.6476 | 20.5978 | 30.959 | 41.746 | 53.0277 | 64.438 | 59.2712 | 132.6714 | 50.4779 | 278.2862 | 298.7985 | 319.1716 | 161.9692 | 361.894 | 368.718 | 17.6867 | 407.2372 | 136.9255 | 430.2371
TAS1 | Wind | 1813.2942 | 1990.9091 | 3329.8478 | 7048.3086 | 14458.7753 | 24556.5307 | 40656.0079 | 50211.635 | 54099.9442 | 51208.2624 | 53143.5537 | 55205.428 | 60133.6732 | 67556.2375 | 74009.9429 | 66976.0855 | 73001.343 | 67701.5382 | 64176.4079 | 68860.4893 | 69852.8201 | 68637.5368 | 72182.8722 | 76145.8059 | 77413.6792
TAS1 | Solar PV | 0 | 0.00030446 | 0.00042713 | 0.00062871 | 0.0007932 | 0.001057 | 483.7786 | 661.7269 | 2488.4964 | 2658.1287 | 2457.2882 | 2638.9879 | 2662.0294 | 2081.9557 | 2314.0502 | 11301.086 | 10871.0443 | 11248.571 | 12050.2237 | 11607.6917 | 12022.9629 | 11301.4675 | 10617.5639 | 11199.2261 | 24746.3909
TAS1 | Grid Battery | 0 | 0.0010085 | 0.0012008 | 0.0014436 | 0.0017112 | 0.0018343 | 0.0021849 | 0.015635 | 0.015744 | 0.015277 | 0.016994 | 0.018496 | 0.01817 | 0.042338 | 0.039995 | 0.048699 | 0.047461 | 0.04902 | 0.048059 | 0.047956 | 0.053473 | 0.058937 | 0.047686 | 0.046097 | 0.089356
TAS1 | PHES | 0 | 0 | 0 | 0 | 630.8034 | 554.496 | 2893.3096 | 2886.0351 | 3237.3609 | 3396.6134 | 2476.3987 | 3429.1865 | 3230.6776 | 2920.864 | 3437.3626 | 2907.0412 | 2370.902 | 2488.0678 | 3269.0206 | 2489.9368 | 2976.2259 | 2686.5725 | 3644.6014 | 3922.1002 | 3687.4755
TAS1 | VPP | 1.1241 | 0.44592 | 1.7071 | 1.128 | 17.3217 | 23.3196 | 28.5972 | 35.2018 | 49.0694 | 62.7598 | 55.5827 | 73.3509 | 89.8641 | 83.8087 | 120.0217 | 118.7098 | 130.9369 | 142.4381 | 171.9437 | 146.7133 | 168.855 | 168.0118 | 197.7981 | 247.0274 | 264.7624
Total |  | 13825.1134 | 10734.4038 | 11082.3771 | 17491.7911 | 24681.2953 | 37364.0276 | 50544.6495 | 61234.3224 | 66787.724 | 66413.6281 | 65828.2054 | 66974.5377 | 71697.8531 | 79528.876 | 88391.7674 | 87401.2152 | 94053.0045 | 87972.0888 | 87176.6511 | 91493.9637 | 90780.7741 | 85958.8097 | 94852.369 | 100463.4543 | 112455.1701
Explicitly modelled pumping
Region | Technology | 2024-25 | 2025-26 | 2026-27 | 2027-28 | 2028-29 | 2029-30 | 2030-31 | 2031-32 | 2032-33 | 2033-34 | 2034-35 | 2035-36 | 2036-37 | 2037-38 | 2038-39 | 2039-40 | 2040-41 | 2041-42 | 2042-43 | 2043-44 | 2044-45 | 2045-46 | 2046-47 | 2047-48 | 2048-49
NEM | Grid Battery Pump | 1597.3918 | 10824.9663 | 12329.1311 | 13137.9122 | 13676.3614 | 14056.3355 | 14000.5195 | 18283.0993 | 25429.0194 | 29970.6373 | 25712.1096 | 27618.4033 | 30874.2924 | 24919.6384 | 25313.3165 | 25455.9848 | 26242.556 | 37586.3339 | 44528.4961 | 53426.7276 | 61093.6987 | 56281.5868 | 54040.6385 | 48996.2506 | 43208.452
NEM | PHES Pump | 2156.981 | 2528.3854 | 2907.8431 | 2615.0619 | 13275.5453 | 14729.4432 | 16634.0185 | 15815.7105 | 16694.5537 | 19331.8305 | 15554.2586 | 16608.1628 | 17288.5048 | 16388.2017 | 17823.1531 | 15238.2965 | 14805.4735 | 16236.5965 | 18337.6737 | 14943.2873 | 15702.4145 | 16894.2391 | 22745.0384 | 19844.6229 | 16708.3825
NEM | VPP Pump | 331.2778 | 603.7812 | 982.5202 | 1416.199 | 2111.2432 | 3160.7198 | 3869.5894 | 4528.4633 | 5747.6329 | 7136.4833 | 7435.5369 | 8568.3535 | 9732.0748 | 9679.7471 | 10974.8718 | 11613.6896 | 12482.9782 | 13645.0479 | 15142.0398 | 16006.5248 | 17515.6832 | 18687.1467 | 18960.5804 | 18976.6977 | 20745.3591
Region | Technology | 2024-25 | 2025-26 | 2026-27 | 2027-28 | 2028-29 | 2029-30 | 2030-31 | 2031-32 | 2032-33 | 2033-34 | 2034-35 | 2035-36 | 2036-37 | 2037-38 | 2038-39 | 2039-40 | 2040-41 | 2041-42 | 2042-43 | 2043-44 | 2044-45 | 2045-46 | 2046-47 | 2047-48 | 2048-49
NSW1 | Grid Battery Pump | 427.3542 | 6348.5349 | 6882.37 | 6562.5894 | 6040.4582 | 6936.4733 | 7377.0533 | 9973.218 | 11559.5981 | 12080.8396 | 10718.7918 | 11815.9219 | 12315.9644 | 10272.3809 | 10645.193 | 11276.735 | 11107.7833 | 13105.3636 | 13434.7035 | 15961.4999 | 18457.5197 | 12379.1573 | 11142.7342 | 10758.8481 | 11311.4744
NSW1 | PHES Pump | 1093.5372 | 1634.0124 | 1980.6396 | 1784.9842 | 6001.013 | 7513.2539 | 5701.5476 | 4735.1562 | 5167.953 | 6126.141 | 5327.4831 | 4701.129 | 5501.5608 | 4591.5948 | 5338.0444 | 4402.1433 | 4492.5423 | 5067.2122 | 6384.199 | 6100.031 | 4747.0987 | 5533.7494 | 8188.3691 | 5951.3542 | 4899.481
NSW1 | VPP Pump | 88.2945 | 207.2172 | 360.6517 | 539.3954 | 753.0396 | 1183.6257 | 1495.2248 | 1779.1022 | 2271.2512 | 2776.6061 | 2836.1058 | 3353.8131 | 3783.6961 | 3780.3265 | 4377.746 | 4737.0839 | 4996.3954 | 5496.7428 | 5988.4392 | 6068.7503 | 6813.2976 | 7297.4724 | 7272.9468 | 7558.1945 | 7897.0906
Region | Technology | 2024-25 | 2025-26 | 2026-27 | 2027-28 | 2028-29 | 2029-30 | 2030-31 | 2031-32 | 2032-33 | 2033-34 | 2034-35 | 2035-36 | 2036-37 | 2037-38 | 2038-39 | 2039-40 | 2040-41 | 2041-42 | 2042-43 | 2043-44 | 2044-45 | 2045-46 | 2046-47 | 2047-48 | 2048-49
QLD1 | Grid Battery Pump | 504.5445 | 987.2163 | 1156.2772 | 1170.2293 | 1458.0079 | 1405.7376 | 1297.7064 | 1303.682 | 2517.5735 | 4552.2417 | 4564.4912 | 4296.215 | 4305.0342 | 4358.6016 | 4187.4713 | 3723.044 | 6235.5335 | 8065.096 | 15015.6043 | 16474.532 | 18783.1059 | 19749.1938 | 18755.237 | 16876.6119 | 13544.5041
QLD1 | PHES Pump | 1063.4439 | 894.373 | 927.2035 | 830.0777 | 3110.7173 | 3338.5055 | 4330.6201 | 4919.7709 | 4574.8833 | 5812.9984 | 4600.453 | 4787.5903 | 4510.8234 | 5556.1347 | 5615.587 | 4754.0747 | 5231.2209 | 5749.0775 | 5002.0662 | 3385.1272 | 4674.2376 | 4647.1701 | 6740.7825 | 5643.8751 | 4261.3912
QLD1 | VPP Pump | 47.951 | 128.6935 | 211.6461 | 328.0301 | 531.4461 | 822.6332 | 988.1559 | 1238.8855 | 1465.2084 | 1884.4895 | 2119.014 | 2292.8093 | 2596.8696 | 2686.0295 | 2822.9028 | 3020.396 | 3756.4268 | 3595.0078 | 4224.368 | 4863.376 | 5064.5835 | 5263.0093 | 5356.788 | 4814.657 | 5789.644
Region | Technology | 2024-25 | 2025-26 | 2026-27 | 2027-28 | 2028-29 | 2029-30 | 2030-31 | 2031-32 | 2032-33 | 2033-34 | 2034-35 | 2035-36 | 2036-37 | 2037-38 | 2038-39 | 2039-40 | 2040-41 | 2041-42 | 2042-43 | 2043-44 | 2044-45 | 2045-46 | 2046-47 | 2047-48 | 2048-49
VIC1 | Grid Battery Pump | 313.3588 | 2081.1382 | 2724.1869 | 3742.9138 | 4342.9404 | 4206.7485 | 3757.8075 | 3441.0472 | 5492.8612 | 5580.3423 | 4825.2858 | 5041.016 | 5228.555 | 4347.503 | 4656.2071 | 4280.9344 | 3733.7052 | 4105.9186 | 4522.9109 | 4127.8857 | 4438.2093 | 3704.278 | 3372.4009 | 2208.4967 | 2226.8524
VIC1 | PHES Pump | 0 | 0 | 0 | 0 | 3320.9749 | 3138.6102 | 2817.1738 | 2313.5712 | 2673.6913 | 2982.1605 | 2354.9327 | 2629.767 | 2946.6128 | 2450.9661 | 2333.4826 | 2295.0977 | 1910.0384 | 2136.5028 | 2656.6546 | 2202.4859 | 2399.9079 | 3097.2924 | 3101.4215 | 3007.6723 | 2776.6322
VIC1 | VPP Pump | 99.4278 | 168.3761 | 268.7903 | 373.5847 | 559.0779 | 824.9844 | 958.5336 | 1028.2811 | 1352.0676 | 1614.4135 | 1648.2756 | 1912.1782 | 2152.7097 | 2107.8628 | 2543.5386 | 2602.2256 | 2401.4812 | 2801.301 | 3082.9897 | 3245.278 | 3541.1523 | 3927.7637 | 4046.5442 | 4177.9673 | 4660.6646
Region | Technology | 2024-25 | 2025-26 | 2026-27 | 2027-28 | 2028-29 | 2029-30 | 2030-31 | 2031-32 | 2032-33 | 2033-34 | 2034-35 | 2035-36 | 2036-37 | 2037-38 | 2038-39 | 2039-40 | 2040-41 | 2041-42 | 2042-43 | 2043-44 | 2044-45 | 2045-46 | 2046-47 | 2047-48 | 2048-49
SA1 | Grid Battery Pump | 352.1343 | 1408.0757 | 1566.2955 | 1662.1779 | 1834.953 | 1507.374 | 1567.9497 | 3565.1335 | 5858.9678 | 7757.1956 | 5603.5206 | 6465.2285 | 9024.7171 | 5941.1024 | 5824.3972 | 6175.2133 | 5165.4773 | 12309.8973 | 11555.22 | 16862.7529 | 19414.8003 | 20448.8873 | 20770.2097 | 19152.2388 | 16125.5147
SA1 | PHES Pump | 0 | 0 | 0 | 0 | 0 | 0 | 0 | 0 | 0 | 0 | 0 | 0 | 0 | 0 | 0 | 0 | 0 | 0 | 0 | 0 | 0 | 0 | 0 | 0 | 0
SA1 | VPP Pump | 94.2857 | 98.9643 | 139.4286 | 173.8189 | 247.2763 | 302 | 394.1411 | 440.6134 | 601.3075 | 787.2748 | 766.5134 | 923.5955 | 1092.6295 | 1007.3772 | 1088.9053 | 1114.7231 | 1174.8109 | 1584.3226 | 1643.2385 | 1656.4541 | 1898.8766 | 2000.231 | 2052.607 | 2134.1208 | 2087.6123
Region | Technology | 2024-25 | 2025-26 | 2026-27 | 2027-28 | 2028-29 | 2029-30 | 2030-31 | 2031-32 | 2032-33 | 2033-34 | 2034-35 | 2035-36 | 2036-37 | 2037-38 | 2038-39 | 2039-40 | 2040-41 | 2041-42 | 2042-43 | 2043-44 | 2044-45 | 2045-46 | 2046-47 | 2047-48 | 2048-49
TAS1 | Grid Battery Pump | 0 | 0.0011971 | 0.001425 | 0.0017164 | 0.0020313 | 0.0021783 | 0.0025907 | 0.018641 | 0.018769 | 0.018183 | 0.020259 | 0.021994 | 0.021677 | 0.050515 | 0.047814 | 0.058032 | 0.05664 | 0.058466 | 0.057351 | 0.057177 | 0.063634 | 0.070369 | 0.056744 | 0.055069 | 0.10638
TAS1 | PHES Pump | 0 | 0 | 0 | 0 | 842.8401 | 739.0737 | 3784.6769 | 3847.2123 | 4278.0261 | 4410.5305 | 3271.3899 | 4489.6765 | 4329.5077 | 3789.5061 | 4536.0392 | 3786.9807 | 3171.6718 | 3283.8041 | 4294.7539 | 3255.6432 | 3881.1703 | 3616.0271 | 4714.4653 | 5241.7213 | 4770.8781
TAS1 | VPP Pump | 1.3189 | 0.53009 | 2.0036 | 1.3698 | 20.4032 | 27.4764 | 33.534 | 41.5812 | 57.7982 | 73.6993 | 65.6282 | 85.9574 | 106.1699 | 98.151 | 141.7791 | 139.2611 | 153.8639 | 167.6737 | 203.0043 | 172.6664 | 197.7733 | 198.6702 | 231.6944 | 291.7581 | 310.3476

## O3C_Capacity
Installed capacity by technology (MW) - O3C, Green Energy Exports Scenario
Capacity calculated on 1 July. In early study years some wind and solar projects enter later in the financial year and are therefore reflected in the following financial year's capacity. Non-scheduled generation including Distributed PV is not shown.
Explicitly modelled generation
Region | Technology | 2024-25 | 2025-26 | 2026-27 | 2027-28 | 2028-29 | 2029-30 | 2030-31 | 2031-32 | 2032-33 | 2033-34 | 2034-35 | 2035-36 | 2036-37 | 2037-38 | 2038-39 | 2039-40 | 2040-41 | 2041-42 | 2042-43 | 2043-44 | 2044-45 | 2045-46 | 2046-47 | 2047-48 | 2048-49
NEM | Black Coal | 16456 | 16456 | 13576 | 9706 | 7912 | 4567 | 1086 | 426 | 426 | 0 | 0 | 0 | 0 | 0 | 0 | 0 | 0 | 0 | 0 | 0 | 0 | 0 | 0 | 0 | 0
NEM | Brown Coal | 4835 | 4835 | 4835 | 2570 | 1120 | 1120 | 1120 | 0 | 0 | 0 | 0 | 0 | 0 | 0 | 0 | 0 | 0 | 0 | 0 | 0 | 0 | 0 | 0 | 0 | 0
NEM | CCGT | 2954.9 | 2954.9 | 2954.9 | 2774.9 | 2774.9 | 2774.9 | 2774.9 | 2774.9 | 2774.9 | 2774.9 | 2774.9 | 2774.9 | 2389.9 | 1860.9 | 1860.9 | 1716.5 | 1716.5 | 1716.5 | 1716.5 | 1276.5 | 1276.5 | 632 | 388 | 388 | 388
NEM | Gas - Steam | 1300 | 1300 | 500 | 500 | 500 | 500 | 500 | 500 | 500 | 500 | 500 | 500 | 500 | 500 | 500 | 0 | 0 | 0 | 0 | 0 | 0 | 0 | 0 | 0 | 0
NEM | OCGT / Diesel | 8305.359 | 8305.359 | 8305.359 | 8305.3593 | 8305.3597 | 8305.3597 | 7922.8598 | 7922.8604 | 7646.0006 | 7052.5007 | 6935.5012 | 6805.5014 | 6805.5015 | 6805.5034 | 6805.5035 | 6365.5036 | 6245.5037 | 6245.5038 | 6151.504 | 6151.5042 | 5092.5053 | 4969.3055 | 4266.3057 | 3682.306 | 3682.3063
NEM | Hydro | 7507.42 | 7507.42 | 7507.42 | 7507.42 | 7507.42 | 7507.42 | 7507.42 | 7507.42 | 7507.42 | 7507.42 | 7507.42 | 7507.42 | 7507.42 | 7421.02 | 7421.02 | 7421.02 | 7421.02 | 7421.02 | 7355.02 | 7355.02 | 7355.02 | 7355.02 | 7355.02 | 7355.02 | 7355.02
NEM | Hydrogen Turbine | 0 | 0 | 0 | 0 | 0 | 0 | 1132.5557 | 1162.0604 | 1923.8828 | 1923.8828 | 4398.814 | 5447.3656 | 5956.4205 | 6053.778 | 6053.778 | 9710.7214 | 9900.7645 | 10174.6811 | 10174.6811 | 14536.2638 | 14536.2638 | 14536.2638 | 14536.2638 | 14536.2639 | 17899.2716
NEM | Wind | 12114.048 | 33631.388 | 35714.0789 | 48598.0278 | 52774.1463 | 66509.921 | 81388.2433 | 86647.9778 | 91704.4295 | 94479.4598 | 100480.5081 | 100212.6081 | 103051.8745 | 117505.8959 | 118426.4743 | 121526.8282 | 120839.0283 | 124491.5271 | 134041.263 | 132860.924 | 131952.0331 | 142010.8032 | 151783.7883 | 158049.7608 | 167657.1656
NEM | Solar PV | 10576.491 | 20643.9957 | 20866.6537 | 23767.091 | 31414.2703 | 35328.6001 | 38946.7454 | 47242.9865 | 58367.9093 | 59776.0286 | 63430.8431 | 63430.8431 | 63309.8432 | 71368.6748 | 71218.3751 | 83839.705 | 87347.8553 | 104923.1777 | 114567.6877 | 135035.7962 | 134454.2162 | 139000.8167 | 151123.7536 | 150206.3838 | 169552.1636
NEM | Grid Battery | 2317.4 | 8672.0039 | 9368.617 | 10288.628 | 10288.6282 | 10288.6283 | 10258.6283 | 14265.8317 | 16599.7744 | 17651.6181 | 17675.897 | 17675.8975 | 17625.8979 | 17739.2391 | 17634.2394 | 17634.2428 | 18716.7356 | 22902.144 | 26097.0251 | 32312.6271 | 31617.6276 | 27351.704 | 27003.0961 | 26083.091 | 26032.3066
NEM | PHES | 810 | 1060 | 1060 | 1060 | 3909.6412 | 5985.0755 | 9933.0592 | 9933.0603 | 9933.0604 | 9933.0604 | 9933.0607 | 9933.0607 | 9933.0607 | 9933.062 | 9933.062 | 9933.0621 | 9933.0621 | 9933.0625 | 9933.0628 | 9933.064 | 9933.064 | 9933.0645 | 9933.0646 | 9933.0648 | 9933.0653
NEM | VPP | 374.69 | 774.2 | 1274.69 | 1946 | 2757.41 | 4110.1 | 5256.7 | 6444.6999 | 7684.6002 | 8964.79 | 10165.89 | 11492.59 | 12643.9099 | 13912.1901 | 15295.2999 | 16457.7101 | 17584.7901 | 18705.6902 | 19838.2001 | 20968.1002 | 22105.5002 | 23305.7102 | 24414.2902 | 25561.0898 | 26671.7899
Total |  | 67551.308 | 106140.2666 | 105962.7187 | 117023.4262 | 129263.7755 | 146997.0045 | 167827.1118 | 184827.7969 | 205067.9771 | 210563.6605 | 223802.8341 | 225780.1864 | 229723.8281 | 253100.2633 | 255148.6523 | 274605.2932 | 279705.2595 | 306513.3065 | 329874.9437 | 360429.7994 | 358322.7303 | 369094.6878 | 390803.5824 | 395794.98 | 429171.0888
Region | Technology | 2024-25 | 2025-26 | 2026-27 | 2027-28 | 2028-29 | 2029-30 | 2030-31 | 2031-32 | 2032-33 | 2033-34 | 2034-35 | 2035-36 | 2036-37 | 2037-38 | 2038-39 | 2039-40 | 2040-41 | 2041-42 | 2042-43 | 2043-44 | 2044-45 | 2045-46 | 2046-47 | 2047-48 | 2048-49
NSW1 | Black Coal | 8330 | 8330 | 5450 | 4130 | 3445 | 1390 | 660 | 0 | 0 | 0 | 0 | 0 | 0 | 0 | 0 | 0 | 0 | 0 | 0 | 0 | 0 | 0 | 0 | 0 | 0
NSW1 | Brown Coal | 0 | 0 | 0 | 0 | 0 | 0 | 0 | 0 | 0 | 0 | 0 | 0 | 0 | 0 | 0 | 0 | 0 | 0 | 0 | 0 | 0 | 0 | 0 | 0 | 0
NSW1 | CCGT | 440 | 440 | 440 | 440 | 440 | 440 | 440 | 440 | 440 | 440 | 440 | 440 | 440 | 440 | 440 | 440 | 440 | 440 | 440 | 0 | 0 | 0 | 0 | 0 | 0
NSW1 | Gas - Steam | 0 | 0 | 0 | 0 | 0 | 0 | 0 | 0 | 0 | 0 | 0 | 0 | 0 | 0 | 0 | 0 | 0 | 0 | 0 | 0 | 0 | 0 | 0 | 0 | 0
NSW1 | OCGT / Diesel | 2688.999 | 2688.999 | 2688.999 | 2688.9991 | 2688.9991 | 2688.9991 | 2688.9991 | 2688.9993 | 2688.9993 | 2688.9993 | 2688.9994 | 2638.9994 | 2638.9994 | 2638.9995 | 2638.9995 | 2638.9995 | 2638.9995 | 2638.9996 | 2638.9996 | 2638.9997 | 1790.0007 | 1790.0008 | 1790.0009 | 1790.0009 | 1790.001
NSW1 | Hydro | 2525 | 2525 | 2525 | 2525 | 2525 | 2525 | 2525 | 2525 | 2525 | 2525 | 2525 | 2525 | 2525 | 2525 | 2525 | 2525 | 2525 | 2525 | 2525 | 2525 | 2525 | 2525 | 2525 | 2525 | 2525
NSW1 | Hydrogen Turbine | 0 | 0 | 0 | 0 | 0 | 0 | 515.3204 | 517.0995 | 1101.6123 | 1101.6123 | 1940.7937 | 2590.9456 | 2590.9456 | 2590.9456 | 2590.9456 | 2828.1433 | 2828.1433 | 2828.1433 | 2828.1433 | 3574.3616 | 3574.3616 | 3574.3616 | 3574.3616 | 3574.3616 | 4819.689
NSW1 | Wind | 2820.72 | 11005.63 | 11569.3343 | 15342.0612 | 16404.5922 | 18396.7819 | 19463.653 | 19463.6531 | 19463.6531 | 19554.7817 | 21373.6115 | 21373.6115 | 21327.1115 | 22911.8173 | 22709.3375 | 22731.6046 | 22371.1046 | 22322.8049 | 22322.8049 | 21757.826 | 21757.8254 | 21514.0254 | 22395.9119 | 22461.9772 | 22461.9776
NSW1 | Solar PV | 4655.013 | 10544.2379 | 10766.8958 | 11346.8356 | 11346.8357 | 13572.8022 | 13572.8022 | 15927.8749 | 16415.7264 | 16415.7264 | 16418.1693 | 16418.1693 | 16418.1693 | 16418.1696 | 16267.8699 | 21188.6483 | 21188.6488 | 25119.6242 | 25017.5993 | 27443.0039 | 27443.0039 | 27443.0039 | 27354.6054 | 27249.3356 | 28158.4214
NSW1 | Grid Battery | 585 | 4461.3006 | 4482.4871 | 4482.4871 | 4482.4871 | 4482.4871 | 4482.4871 | 6059.2659 | 6385.3617 | 6399.9094 | 6399.9095 | 6399.9098 | 6349.9099 | 6349.91 | 6349.9102 | 6349.911 | 6349.9113 | 6991.0466 | 6991.047 | 8442.0254 | 8442.0257 | 5763.4002 | 5742.2146 | 5742.2183 | 5742.2186
NSW1 | PHES | 240 | 240 | 240 | 240 | 740.0616 | 2780.0624 | 2780.0625 | 2780.0625 | 2780.0625 | 2780.0626 | 2780.0626 | 2780.0626 | 2780.0626 | 2780.0626 | 2780.0626 | 2780.0627 | 2780.0627 | 2780.063 | 2780.0632 | 2780.0641 | 2780.0641 | 2780.0646 | 2780.0646 | 2780.0647 | 2780.0648
NSW1 | VPP | 118.09 | 262.1 | 448.09 | 700.3 | 1001.81 | 1507.3 | 1930.9 | 2379.9 | 2853.4001 | 3340.5899 | 3796.79 | 4296.69 | 4728.01 | 5197.1899 | 5704.6 | 6125.0102 | 6533.2901 | 6936.3902 | 7341.1001 | 7738.3001 | 8133.1002 | 8546.2101 | 8924.99 | 9314.1898 | 9685.6898
Total |  | 22402.822 | 40497.2675 | 38610.8062 | 41895.6831 | 43074.7857 | 47783.4328 | 49059.2244 | 52781.8551 | 54653.8155 | 55246.6816 | 58363.3359 | 59463.3882 | 59798.2084 | 61852.0945 | 62006.7254 | 67607.3796 | 67655.1603 | 72582.0718 | 72884.7575 | 76899.5808 | 76445.3816 | 73936.0666 | 75087.149 | 75437.1482 | 77963.0622
Region | Technology | 2024-25 | 2025-26 | 2026-27 | 2027-28 | 2028-29 | 2029-30 | 2030-31 | 2031-32 | 2032-33 | 2033-34 | 2034-35 | 2035-36 | 2036-37 | 2037-38 | 2038-39 | 2039-40 | 2040-41 | 2041-42 | 2042-43 | 2043-44 | 2044-45 | 2045-46 | 2046-47 | 2047-48 | 2048-49
QLD1 | Black Coal | 8126 | 8126 | 8126 | 5576 | 4467 | 3177 | 426 | 426 | 426 | 0 | 0 | 0 | 0 | 0 | 0 | 0 | 0 | 0 | 0 | 0 | 0 | 0 | 0 | 0 | 0
QLD1 | Brown Coal | 0 | 0 | 0 | 0 | 0 | 0 | 0 | 0 | 0 | 0 | 0 | 0 | 0 | 0 | 0 | 0 | 0 | 0 | 0 | 0 | 0 | 0 | 0 | 0 | 0
QLD1 | CCGT | 1597.9 | 1597.9 | 1597.9 | 1597.9 | 1597.9 | 1597.9 | 1597.9 | 1597.9 | 1597.9 | 1597.9 | 1597.9 | 1597.9 | 1212.9 | 1212.9 | 1212.9 | 1068.5 | 1068.5 | 1068.5 | 1068.5 | 1068.5 | 1068.5 | 424 | 180 | 180 | 180
QLD1 | Gas - Steam | 0 | 0 | 0 | 0 | 0 | 0 | 0 | 0 | 0 | 0 | 0 | 0 | 0 | 0 | 0 | 0 | 0 | 0 | 0 | 0 | 0 | 0 | 0 | 0 | 0
QLD1 | OCGT / Diesel | 1954.5 | 1954.5 | 1954.5 | 1954.5 | 1954.5001 | 1954.5001 | 1954.5001 | 1954.5003 | 1954.5003 | 1531.0003 | 1414.0004 | 1414.0004 | 1414.0004 | 1414.0004 | 1414.0005 | 1414.0005 | 1414.0005 | 1414.0006 | 1414.0006 | 1414.0007 | 1414.0007 | 1414.0008 | 865.0008 | 865.0009 | 865.001
QLD1 | Hydro | 152.4 | 152.4 | 152.4 | 152.4 | 152.4 | 152.4 | 152.4 | 152.4 | 152.4 | 152.4 | 152.4 | 152.4 | 152.4 | 66 | 66 | 66 | 66 | 66 | 0 | 0 | 0 | 0 | 0 | 0 | 0
QLD1 | Hydrogen Turbine | 0 | 0 | 0 | 0 | 0 | 0 | 316.7915 | 316.7915 | 319.5183 | 319.5183 | 1369.2644 | 1369.2644 | 1369.2644 | 1369.2644 | 1369.2644 | 1369.2644 | 1369.2644 | 1369.2644 | 1369.2644 | 2050.4521 | 2050.4521 | 2050.4521 | 2050.4521 | 2050.4521 | 2165.9636
QLD1 | Wind | 1551.408 | 9676.3749 | 9779.3749 | 13164.246 | 13164.2466 | 16755.8368 | 20487.2035 | 22366.2484 | 24682.2405 | 27517.3422 | 29929.0128 | 29929.0129 | 31999.579 | 33849.8815 | 34551.9395 | 36161.0955 | 36161.0956 | 36161.0963 | 45761.3824 | 45683.6818 | 45230.7918 | 56740.1219 | 65173.8939 | 68578.1909 | 68462.0447
QLD1 | Solar PV | 4013.785 | 4013.7863 | 4013.7863 | 4013.7891 | 6439.2904 | 8047.0076 | 8047.0096 | 10596.8778 | 14678.1802 | 15866.0663 | 19192.9533 | 19192.9533 | 19071.9533 | 22648.39 | 22648.39 | 23876.4146 | 27384.5644 | 30960.9198 | 40707.4547 | 49688.659 | 49487.559 | 54072.6425 | 66283.9778 | 65551.0778 | 67357.5061
QLD1 | Grid Battery | 622 | 1037.0423 | 1186.7915 | 1223.9902 | 1223.9902 | 1223.9902 | 1223.9902 | 1223.9903 | 1843.4157 | 2609.051 | 2609.0512 | 2609.0512 | 2609.0514 | 2722.3816 | 2622.3816 | 2622.3817 | 3704.874 | 4438.2474 | 7633.1277 | 9676.7832 | 9262.7832 | 8997.7444 | 8845.9975 | 8808.7985 | 8808.7985
QLD1 | PHES | 570 | 820 | 820 | 820 | 1733.9928 | 1733.9928 | 3731.9928 | 3731.9928 | 3731.9928 | 3731.9929 | 3731.993 | 3731.993 | 3731.993 | 3731.993 | 3731.993 | 3731.993 | 3731.9931 | 3731.9931 | 3731.9932 | 3731.9935 | 3731.9935 | 3731.9935 | 3731.9936 | 3731.9936 | 3731.9936
QLD1 | VPP | 56.3 | 157.2 | 285.7 | 463.5 | 681.7 | 1043.2 | 1354.7 | 1679.5 | 2021.8 | 2377.5 | 2683.2 | 3041.2 | 3343 | 3680.6001 | 4048.8999 | 4351.3999 | 4643.1001 | 4933.2002 | 5225.5 | 5517.5 | 5800.1001 | 6108.7002 | 6387.7002 | 6675.3999 | 6954.6001
Total |  | 18644.293 | 27535.2034 | 27916.4527 | 28966.3252 | 31415.0201 | 35685.8274 | 39292.4877 | 44046.2012 | 51407.9479 | 55702.771 | 62679.775 | 63037.7751 | 64904.1415 | 70695.4111 | 71665.7689 | 74661.0497 | 79543.3921 | 84143.2218 | 106911.2231 | 118831.5703 | 118046.1804 | 133539.6554 | 153519.0159 | 156440.9138 | 158525.9077
Region | Technology | 2024-25 | 2025-26 | 2026-27 | 2027-28 | 2028-29 | 2029-30 | 2030-31 | 2031-32 | 2032-33 | 2033-34 | 2034-35 | 2035-36 | 2036-37 | 2037-38 | 2038-39 | 2039-40 | 2040-41 | 2041-42 | 2042-43 | 2043-44 | 2044-45 | 2045-46 | 2046-47 | 2047-48 | 2048-49
VIC1 | Black Coal | 0 | 0 | 0 | 0 | 0 | 0 | 0 | 0 | 0 | 0 | 0 | 0 | 0 | 0 | 0 | 0 | 0 | 0 | 0 | 0 | 0 | 0 | 0 | 0 | 0
VIC1 | Brown Coal | 4835 | 4835 | 4835 | 2570 | 1120 | 1120 | 1120 | 0 | 0 | 0 | 0 | 0 | 0 | 0 | 0 | 0 | 0 | 0 | 0 | 0 | 0 | 0 | 0 | 0 | 0
VIC1 | CCGT | 0 | 0 | 0 | 0 | 0 | 0 | 0 | 0 | 0 | 0 | 0 | 0 | 0 | 0 | 0 | 0 | 0 | 0 | 0 | 0 | 0 | 0 | 0 | 0 | 0
VIC1 | Gas - Steam | 500 | 500 | 500 | 500 | 500 | 500 | 500 | 500 | 500 | 500 | 500 | 500 | 500 | 500 | 500 | 0 | 0 | 0 | 0 | 0 | 0 | 0 | 0 | 0 | 0
VIC1 | OCGT / Diesel | 1900 | 1900 | 1900 | 1900.0001 | 1900.0002 | 1900.0003 | 1900.0003 | 1900.0003 | 1900.0004 | 1730.0004 | 1730.0007 | 1730.0008 | 1730.0008 | 1730.0008 | 1730.0008 | 1290.0008 | 1290.0008 | 1290.0008 | 1196.0008 | 1196.0009 | 1196.0009 | 1196.0009 | 1196.0009 | 612.0009 | 612.001
VIC1 | Hydro | 2279.02 | 2279.02 | 2279.02 | 2279.02 | 2279.02 | 2279.02 | 2279.02 | 2279.02 | 2279.02 | 2279.02 | 2279.02 | 2279.02 | 2279.02 | 2279.02 | 2279.02 | 2279.02 | 2279.02 | 2279.02 | 2279.02 | 2279.02 | 2279.02 | 2279.02 | 2279.02 | 2279.02 | 2279.02
VIC1 | Hydrogen Turbine | 0 | 0 | 0 | 0 | 0 | 0 | 0 | 0 | 0 | 0 | 0 | 143.8462 | 652.9011 | 750.2586 | 750.2586 | 3162.1343 | 3162.1343 | 3162.1343 | 3162.1343 | 4571.1147 | 4571.1147 | 4571.1147 | 4571.1147 | 4571.1147 | 6292.87
VIC1 | Wind | 4416.36 | 7767.2913 | 8523.6914 | 12340.5299 | 12481.5809 | 14627.8931 | 17541.2799 | 19107.556 | 20440.556 | 20388.056 | 21863.0556 | 21863.0557 | 22863.0558 | 23795.856 | 24375.8561 | 25375.8559 | 25087.5559 | 25087.5561 | 25037.0059 | 24713.2061 | 24401.2059 | 23537.6459 | 23537.6459 | 23297.6459 | 23268.946
VIC1 | Solar PV | 1208.073 | 3045.4048 | 3045.4048 | 5299.2023 | 8871.5428 | 8952.1885 | 8954.9519 | 8954.9519 | 12002.3655 | 12002.3655 | 12169.545 | 12169.545 | 12169.545 | 12491.0984 | 12491.0984 | 12491.0985 | 12491.0985 | 12491.0986 | 12491.0986 | 12491.1 | 12380.62 | 12349.5169 | 12349.517 | 12349.517 | 12451.0615
VIC1 | Grid Battery | 580.33 | 1721.3799 | 2247.0572 | 2962.192 | 2962.192 | 2962.192 | 2962.192 | 2962.193 | 3821.5202 | 3766.1903 | 3766.1907 | 3766.1908 | 3766.1909 | 3766.1919 | 3761.192 | 3761.1924 | 3761.1926 | 3461.1928 | 3461.193 | 3261.1953 | 3261.1955 | 2590.1469 | 2414.4716 | 1699.3398 | 1699.3405
VIC1 | PHES | 0 | 0 | 0 | 0 | 1100.0028 | 1100.0028 | 1100.0028 | 1100.0028 | 1100.0028 | 1100.0028 | 1100.0028 | 1100.0028 | 1100.0028 | 1100.0028 | 1100.0028 | 1100.0028 | 1100.0028 | 1100.0028 | 1100.0028 | 1100.0028 | 1100.0028 | 1100.0028 | 1100.0028 | 1100.0029 | 1100.0029
VIC1 | VPP | 100.8 | 206 | 335.3 | 500.4 | 701.3 | 1036.3 | 1315.3 | 1593.6 | 1880.4 | 2178.1001 | 2475.6001 | 2803.3 | 3097.7 | 3416.5 | 3762.5 | 4064.7 | 4362.3999 | 4662.7998 | 4970.5 | 5285.2002 | 5614.6001 | 5960.3999 | 6285.6001 | 6625.6001 | 6959.8999
Total |  | 15819.583 | 22254.096 | 23665.4734 | 28351.3443 | 31915.6387 | 34477.5968 | 37672.7469 | 38397.3239 | 43923.8649 | 43943.735 | 45883.4149 | 46354.9613 | 48158.4163 | 49828.9286 | 50749.9288 | 53524.0047 | 53533.4048 | 53533.8053 | 53696.9555 | 54896.84 | 54803.7598 | 53583.8481 | 53733.373 | 52534.2412 | 54663.1417
Region | Technology | 2024-25 | 2025-26 | 2026-27 | 2027-28 | 2028-29 | 2029-30 | 2030-31 | 2031-32 | 2032-33 | 2033-34 | 2034-35 | 2035-36 | 2036-37 | 2037-38 | 2038-39 | 2039-40 | 2040-41 | 2041-42 | 2042-43 | 2043-44 | 2044-45 | 2045-46 | 2046-47 | 2047-48 | 2048-49
SA1 | Black Coal | 0 | 0 | 0 | 0 | 0 | 0 | 0 | 0 | 0 | 0 | 0 | 0 | 0 | 0 | 0 | 0 | 0 | 0 | 0 | 0 | 0 | 0 | 0 | 0 | 0
SA1 | Brown Coal | 0 | 0 | 0 | 0 | 0 | 0 | 0 | 0 | 0 | 0 | 0 | 0 | 0 | 0 | 0 | 0 | 0 | 0 | 0 | 0 | 0 | 0 | 0 | 0 | 0
SA1 | CCGT | 709 | 709 | 709 | 529 | 529 | 529 | 529 | 529 | 529 | 529 | 529 | 529 | 529 | 0 | 0 | 0 | 0 | 0 | 0 | 0 | 0 | 0 | 0 | 0 | 0
SA1 | Gas - Steam | 800 | 800 | 0 | 0 | 0 | 0 | 0 | 0 | 0 | 0 | 0 | 0 | 0 | 0 | 0 | 0 | 0 | 0 | 0 | 0 | 0 | 0 | 0 | 0 | 0
SA1 | OCGT / Diesel | 1583.86 | 1583.86 | 1583.86 | 1583.8601 | 1583.8601 | 1583.8601 | 1201.3601 | 1201.3603 | 924.5003 | 924.5003 | 924.5004 | 844.5004 | 844.5004 | 844.5005 | 844.5005 | 844.5005 | 844.5005 | 844.5006 | 844.5006 | 844.5007 | 634.5007 | 511.3008 | 357.3008 | 357.3009 | 357.301
SA1 | Hydro | 0 | 0 | 0 | 0 | 0 | 0 | 0 | 0 | 0 | 0 | 0 | 0 | 0 | 0 | 0 | 0 | 0 | 0 | 0 | 0 | 0 | 0 | 0 | 0 | 0
SA1 | Hydrogen Turbine | 0 | 0 | 0 | 0 | 0 | 0 | 286.6006 | 297.9954 | 465.4466 | 465.4466 | 1016.5779 | 1167.8516 | 1167.8516 | 1167.8516 | 1167.8516 | 1857.5414 | 1857.5414 | 2131.458 | 2131.458 | 3656.6543 | 3656.6543 | 3656.6543 | 3656.6543 | 3656.6543 | 3656.6543
SA1 | Wind | 2762.21 | 4618.7418 | 4995.12 | 6177.0182 | 7340.7317 | 10768.9606 | 12391.4381 | 12391.4454 | 12391.4454 | 12292.7455 | 12292.7456 | 12024.8456 | 11840.0457 | 16956.5285 | 16797.5285 | 16670.6379 | 16631.6379 | 20332.4355 | 20332.4355 | 20118.5756 | 20118.5756 | 19775.3756 | 20232.7021 | 23268.3123 | 28051.5378
SA1 | Solar PV | 699.62 | 3040.5667 | 3040.5667 | 3107.2636 | 4756.6007 | 4756.601 | 8071.9482 | 11313.2545 | 13648.0799 | 13868.3131 | 14026.6183 | 14026.6183 | 14026.6183 | 18187.4593 | 18187.4593 | 18187.4593 | 18187.4593 | 28255.4506 | 28255.4506 | 37316.9489 | 37046.9489 | 37039.5689 | 37039.5689 | 36960.3689 | 42885.0616
SA1 | Grid Battery | 530.07 | 1452.2808 | 1452.2808 | 1619.9583 | 1619.9583 | 1619.9583 | 1589.9583 | 4020.3767 | 4549.471 | 4876.4617 | 4900.7398 | 4900.7398 | 4900.7398 | 4900.7399 | 4900.7399 | 4900.74 | 4900.74 | 8011.6395 | 8011.6395 | 10932.605 | 10651.605 | 10000.3945 | 10000.3945 | 9832.7166 | 9781.9167
SA1 | PHES | 0 | 0 | 0 | 0 | 0 | 0 | 0 | 0 | 0 | 0 | 0 | 0 | 0 | 0 | 0 | 0 | 0 | 0 | 0 | 0 | 0 | 0 | 0 | 0 | 0
SA1 | VPP | 96.8 | 143 | 194.8 | 263.7 | 344.2 | 477.8 | 594.5 | 713.1 | 831.4 | 950.3 | 1071.5 | 1189.6 | 1291.7 | 1409.8 | 1543 | 1654.4 | 1760.5 | 1863.9 | 1966.7 | 2067.2 | 2171.8999 | 2277.2 | 2376.8999 | 2479.7 | 2578.8
Total |  | 7181.56 | 12347.4493 | 11975.6276 | 13280.8002 | 16174.3508 | 19736.1799 | 24664.8053 | 30466.5321 | 33339.3432 | 33906.7671 | 34761.6819 | 34683.1556 | 34600.4557 | 43466.8798 | 43441.0798 | 44115.2791 | 44182.3792 | 61439.3842 | 61542.1842 | 74936.4845 | 74280.1845 | 73260.4941 | 73663.5206 | 76555.0529 | 87311.2714
Region | Technology | 2024-25 | 2025-26 | 2026-27 | 2027-28 | 2028-29 | 2029-30 | 2030-31 | 2031-32 | 2032-33 | 2033-34 | 2034-35 | 2035-36 | 2036-37 | 2037-38 | 2038-39 | 2039-40 | 2040-41 | 2041-42 | 2042-43 | 2043-44 | 2044-45 | 2045-46 | 2046-47 | 2047-48 | 2048-49
TAS1 | Black Coal | 0 | 0 | 0 | 0 | 0 | 0 | 0 | 0 | 0 | 0 | 0 | 0 | 0 | 0 | 0 | 0 | 0 | 0 | 0 | 0 | 0 | 0 | 0 | 0 | 0
TAS1 | Brown Coal | 0 | 0 | 0 | 0 | 0 | 0 | 0 | 0 | 0 | 0 | 0 | 0 | 0 | 0 | 0 | 0 | 0 | 0 | 0 | 0 | 0 | 0 | 0 | 0 | 0
TAS1 | CCGT | 208 | 208 | 208 | 208 | 208 | 208 | 208 | 208 | 208 | 208 | 208 | 208 | 208 | 208 | 208 | 208 | 208 | 208 | 208 | 208 | 208 | 208 | 208 | 208 | 208
TAS1 | Gas - Steam | 0 | 0 | 0 | 0 | 0 | 0 | 0 | 0 | 0 | 0 | 0 | 0 | 0 | 0 | 0 | 0 | 0 | 0 | 0 | 0 | 0 | 0 | 0 | 0 | 0
TAS1 | OCGT / Diesel | 178 | 178 | 178 | 178 | 178.0001 | 178.0001 | 178.0001 | 178.0003 | 178.0003 | 178.0003 | 178.0005 | 178.0005 | 178.0005 | 178.0022 | 178.0022 | 178.0023 | 58.0023 | 58.0023 | 58.0023 | 58.0023 | 58.0023 | 58.0023 | 58.0023 | 58.0023 | 58.0023
TAS1 | Hydro | 2551 | 2551 | 2551 | 2551 | 2551 | 2551 | 2551 | 2551 | 2551 | 2551 | 2551 | 2551 | 2551 | 2551 | 2551 | 2551 | 2551 | 2551 | 2551 | 2551 | 2551 | 2551 | 2551 | 2551 | 2551
TAS1 | Hydrogen Turbine | 0 | 0 | 0 | 0 | 0 | 0 | 13.8432 | 30.174 | 37.3056 | 37.3056 | 72.178 | 175.4578 | 175.4578 | 175.4578 | 175.4578 | 493.638 | 683.6811 | 683.6811 | 683.6811 | 683.6811 | 683.6811 | 683.6811 | 683.6811 | 683.6812 | 964.0947
TAS1 | Wind | 563.35 | 563.3501 | 846.5583 | 1574.1725 | 3382.9948 | 5960.4486 | 11504.6689 | 13319.0749 | 14726.5345 | 14726.5345 | 15022.0825 | 15022.0825 | 15022.0825 | 19991.8126 | 19991.8126 | 20587.6343 | 20587.6343 | 20587.6343 | 20587.6343 | 20587.6344 | 20443.6344 | 20443.6344 | 20443.6344 | 20443.6344 | 25412.6595
TAS1 | Solar PV | 0 | 0 | 0.00012581 | 0.00042815 | 0.00065567 | 0.00078549 | 300.0335 | 450.0274 | 1623.5573 | 1623.5573 | 1623.5573 | 1623.5573 | 1623.5573 | 1623.5574 | 1623.5575 | 8096.0843 | 8096.0843 | 8096.0845 | 8096.0845 | 8096.0845 | 8096.0845 | 8096.0845 | 8096.0845 | 8096.0845 | 18700.113
TAS1 | Grid Battery | 0 | 0.00029638 | 0.00036176 | 0.00046473 | 0.00059191 | 0.00065214 | 0.00068285 | 0.0057336 | 0.0057652 | 0.005782 | 0.0058422 | 0.0058647 | 0.0058908 | 0.015656 | 0.01569 | 0.017617 | 0.017689 | 0.017733 | 0.017775 | 0.018159 | 0.018201 | 0.017935 | 0.017941 | 0.01791 | 0.032326
TAS1 | PHES | 0 | 0 | 0 | 0 | 335.584 | 371.0175 | 2321.0011 | 2321.0022 | 2321.0022 | 2321.0022 | 2321.0023 | 2321.0023 | 2321.0023 | 2321.0035 | 2321.0035 | 2321.0035 | 2321.0035 | 2321.0035 | 2321.0035 | 2321.0036 | 2321.0036 | 2321.0036 | 2321.0036 | 2321.0036 | 2321.0041
TAS1 | VPP | 2.7 | 5.9 | 10.8 | 18.1 | 28.4 | 45.5 | 61.3 | 78.6 | 97.6 | 118.3 | 138.8 | 161.8 | 183.5 | 208.1 | 236.3 | 262.2 | 285.5 | 309.4 | 334.4 | 359.9 | 385.8 | 413.2 | 439.1 | 466.2 | 492.8
Total |  | 3503.05 | 3506.2504 | 3794.3588 | 4529.2734 | 6683.9802 | 9313.9676 | 17137.8476 | 19135.8846 | 21743.0057 | 21763.7057 | 22114.6263 | 22240.9062 | 22262.6062 | 27256.9493 | 27285.1493 | 34697.58 | 34790.9231 | 34814.8234 | 34839.8234 | 34865.324 | 34747.224 | 34774.6238 | 34800.5238 | 34827.6239 | 50707.7059
Explicitly modelled pumping
Region | Technology | 2024-25 | 2025-26 | 2026-27 | 2027-28 | 2028-29 | 2029-30 | 2030-31 | 2031-32 | 2032-33 | 2033-34 | 2034-35 | 2035-36 | 2036-37 | 2037-38 | 2038-39 | 2039-40 | 2040-41 | 2041-42 | 2042-43 | 2043-44 | 2044-45 | 2045-46 | 2046-47 | 2047-48 | 2048-49
NEM | Grid Battery Pump | 2317.4 | 8672.0039 | 9368.617 | 10288.628 | 10288.6282 | 10288.6283 | 10258.6283 | 14265.8317 | 16599.7744 | 17651.6181 | 17675.897 | 17675.8975 | 17625.8979 | 17739.2391 | 17634.2394 | 17634.2428 | 18716.7356 | 22902.144 | 26097.0251 | 32312.6271 | 31617.6276 | 27351.704 | 27003.0961 | 26083.091 | 26032.3066
NEM | PHES Pump | 1310 | 1560 | 1560 | 1560 | 4409.6412 | 6485.0755 | 10433.0592 | 10433.0603 | 10433.0604 | 10433.0604 | 10433.0607 | 10433.0607 | 10433.0607 | 10433.062 | 10433.062 | 10433.0621 | 10433.0621 | 10433.0625 | 10433.0628 | 10433.064 | 10433.064 | 10433.0645 | 10433.0646 | 10433.0648 | 10433.0653
NEM | VPP Pump | 374.69 | 774.2 | 1274.69 | 1946 | 2757.41 | 4110.1 | 5256.7 | 6444.6999 | 7684.6002 | 8964.79 | 10165.89 | 11492.59 | 12643.9099 | 13912.1901 | 15295.2999 | 16457.7101 | 17584.7901 | 18705.6902 | 19838.2001 | 20968.1002 | 22105.5002 | 23305.7102 | 24414.2902 | 25561.0898 | 26671.7899
Region | Technology | 2024-25 | 2025-26 | 2026-27 | 2027-28 | 2028-29 | 2029-30 | 2030-31 | 2031-32 | 2032-33 | 2033-34 | 2034-35 | 2035-36 | 2036-37 | 2037-38 | 2038-39 | 2039-40 | 2040-41 | 2041-42 | 2042-43 | 2043-44 | 2044-45 | 2045-46 | 2046-47 | 2047-48 | 2048-49
NSW1 | Grid Battery Pump | 585 | 4461.3006 | 4482.4871 | 4482.4871 | 4482.4871 | 4482.4871 | 4482.4871 | 6059.2659 | 6385.3617 | 6399.9094 | 6399.9095 | 6399.9098 | 6349.9099 | 6349.91 | 6349.9102 | 6349.911 | 6349.9113 | 6991.0466 | 6991.047 | 8442.0254 | 8442.0257 | 5763.4002 | 5742.2146 | 5742.2183 | 5742.2186
NSW1 | PHES Pump | 840 | 840 | 840 | 840 | 1340.0616 | 3380.0624 | 3380.0625 | 3380.0625 | 3380.0625 | 3380.0626 | 3380.0626 | 3380.0626 | 3380.0626 | 3380.0626 | 3380.0626 | 3380.0627 | 3380.0627 | 3380.063 | 3380.0632 | 3380.0641 | 3380.0641 | 3380.0646 | 3380.0646 | 3380.0647 | 3380.0648
NSW1 | VPP Pump | 118.09 | 262.1 | 448.09 | 700.3 | 1001.81 | 1507.3 | 1930.9 | 2379.9 | 2853.4001 | 3340.5899 | 3796.79 | 4296.69 | 4728.01 | 5197.1899 | 5704.6 | 6125.0102 | 6533.2901 | 6936.3902 | 7341.1001 | 7738.3001 | 8133.1002 | 8546.2101 | 8924.99 | 9314.1898 | 9685.6898
Region | Technology | 2024-25 | 2025-26 | 2026-27 | 2027-28 | 2028-29 | 2029-30 | 2030-31 | 2031-32 | 2032-33 | 2033-34 | 2034-35 | 2035-36 | 2036-37 | 2037-38 | 2038-39 | 2039-40 | 2040-41 | 2041-42 | 2042-43 | 2043-44 | 2044-45 | 2045-46 | 2046-47 | 2047-48 | 2048-49
QLD1 | Grid Battery Pump | 622 | 1037.0423 | 1186.7915 | 1223.9902 | 1223.9902 | 1223.9902 | 1223.9902 | 1223.9903 | 1843.4157 | 2609.051 | 2609.0512 | 2609.0512 | 2609.0514 | 2722.3816 | 2622.3816 | 2622.3817 | 3704.874 | 4438.2474 | 7633.1277 | 9676.7832 | 9262.7832 | 8997.7444 | 8845.9975 | 8808.7985 | 8808.7985
QLD1 | PHES Pump | 470 | 720 | 720 | 720 | 1633.9928 | 1633.9928 | 3631.9928 | 3631.9928 | 3631.9928 | 3631.9929 | 3631.993 | 3631.993 | 3631.993 | 3631.993 | 3631.993 | 3631.993 | 3631.9931 | 3631.9931 | 3631.9932 | 3631.9935 | 3631.9935 | 3631.9935 | 3631.9936 | 3631.9936 | 3631.9936
QLD1 | VPP Pump | 56.3 | 157.2 | 285.7 | 463.5 | 681.7 | 1043.2 | 1354.7 | 1679.5 | 2021.8 | 2377.5 | 2683.2 | 3041.2 | 3343 | 3680.6001 | 4048.8999 | 4351.3999 | 4643.1001 | 4933.2002 | 5225.5 | 5517.5 | 5800.1001 | 6108.7002 | 6387.7002 | 6675.3999 | 6954.6001
Region | Technology | 2024-25 | 2025-26 | 2026-27 | 2027-28 | 2028-29 | 2029-30 | 2030-31 | 2031-32 | 2032-33 | 2033-34 | 2034-35 | 2035-36 | 2036-37 | 2037-38 | 2038-39 | 2039-40 | 2040-41 | 2041-42 | 2042-43 | 2043-44 | 2044-45 | 2045-46 | 2046-47 | 2047-48 | 2048-49
VIC1 | Grid Battery Pump | 580.33 | 1721.3799 | 2247.0572 | 2962.192 | 2962.192 | 2962.192 | 2962.192 | 2962.193 | 3821.5202 | 3766.1903 | 3766.1907 | 3766.1908 | 3766.1909 | 3766.1919 | 3761.192 | 3761.1924 | 3761.1926 | 3461.1928 | 3461.193 | 3261.1953 | 3261.1955 | 2590.1469 | 2414.4716 | 1699.3398 | 1699.3405
VIC1 | PHES Pump | 0 | 0 | 0 | 0 | 1100.0028 | 1100.0028 | 1100.0028 | 1100.0028 | 1100.0028 | 1100.0028 | 1100.0028 | 1100.0028 | 1100.0028 | 1100.0028 | 1100.0028 | 1100.0028 | 1100.0028 | 1100.0028 | 1100.0028 | 1100.0028 | 1100.0028 | 1100.0028 | 1100.0028 | 1100.0029 | 1100.0029
VIC1 | VPP Pump | 100.8 | 206 | 335.3 | 500.4 | 701.3 | 1036.3 | 1315.3 | 1593.6 | 1880.4 | 2178.1001 | 2475.6001 | 2803.3 | 3097.7 | 3416.5 | 3762.5 | 4064.7 | 4362.3999 | 4662.7998 | 4970.5 | 5285.2002 | 5614.6001 | 5960.3999 | 6285.6001 | 6625.6001 | 6959.8999
Region | Technology | 2024-25 | 2025-26 | 2026-27 | 2027-28 | 2028-29 | 2029-30 | 2030-31 | 2031-32 | 2032-33 | 2033-34 | 2034-35 | 2035-36 | 2036-37 | 2037-38 | 2038-39 | 2039-40 | 2040-41 | 2041-42 | 2042-43 | 2043-44 | 2044-45 | 2045-46 | 2046-47 | 2047-48 | 2048-49
SA1 | Grid Battery Pump | 530.07 | 1452.2808 | 1452.2808 | 1619.9583 | 1619.9583 | 1619.9583 | 1589.9583 | 4020.3767 | 4549.471 | 4876.4617 | 4900.7398 | 4900.7398 | 4900.7398 | 4900.7399 | 4900.7399 | 4900.74 | 4900.74 | 8011.6395 | 8011.6395 | 10932.605 | 10651.605 | 10000.3945 | 10000.3945 | 9832.7166 | 9781.9167
SA1 | PHES Pump | 0 | 0 | 0 | 0 | 0 | 0 | 0 | 0 | 0 | 0 | 0 | 0 | 0 | 0 | 0 | 0 | 0 | 0 | 0 | 0 | 0 | 0 | 0 | 0 | 0
SA1 | VPP Pump | 96.8 | 143 | 194.8 | 263.7 | 344.2 | 477.8 | 594.5 | 713.1 | 831.4 | 950.3 | 1071.5 | 1189.6 | 1291.7 | 1409.8 | 1543 | 1654.4 | 1760.5 | 1863.9 | 1966.7 | 2067.2 | 2171.8999 | 2277.2 | 2376.8999 | 2479.7 | 2578.8
Region | Technology | 2024-25 | 2025-26 | 2026-27 | 2027-28 | 2028-29 | 2029-30 | 2030-31 | 2031-32 | 2032-33 | 2033-34 | 2034-35 | 2035-36 | 2036-37 | 2037-38 | 2038-39 | 2039-40 | 2040-41 | 2041-42 | 2042-43 | 2043-44 | 2044-45 | 2045-46 | 2046-47 | 2047-48 | 2048-49
TAS1 | Grid Battery Pump | 0 | 0.00029638 | 0.00036176 | 0.00046473 | 0.00059191 | 0.00065214 | 0.00068285 | 0.0057336 | 0.0057652 | 0.005782 | 0.0058422 | 0.0058647 | 0.0058908 | 0.015656 | 0.01569 | 0.017617 | 0.017689 | 0.017733 | 0.017775 | 0.018159 | 0.018201 | 0.017935 | 0.017941 | 0.01791 | 0.032326
TAS1 | PHES Pump | 0 | 0 | 0 | 0 | 335.584 | 371.0175 | 2321.0011 | 2321.0022 | 2321.0022 | 2321.0022 | 2321.0023 | 2321.0023 | 2321.0023 | 2321.0035 | 2321.0035 | 2321.0035 | 2321.0035 | 2321.0035 | 2321.0035 | 2321.0036 | 2321.0036 | 2321.0036 | 2321.0036 | 2321.0036 | 2321.0041
TAS1 | VPP Pump | 2.7 | 5.9 | 10.8 | 18.1 | 28.4 | 45.5 | 61.3 | 78.6 | 97.6 | 118.3 | 138.8 | 161.8 | 183.5 | 208.1 | 236.3 | 262.2 | 285.5 | 309.4 | 334.4 | 359.9 | 385.8 | 413.2 | 439.1 | 466.2 | 492.8

## O3C_REZ Generation
Annual sent-out generation by REZ (GWh) - O3C, Green Energy Exports Scenario
The REZ generation includes generation from the existing, committed and anticipated renewables mapped to the relevant REZs.
Explicitly modelled generation
Region | REZ | REZ Name | Technology | 2024-25 | 2025-26 | 2026-27 | 2027-28 | 2028-29 | 2029-30 | 2030-31 | 2031-32 | 2032-33 | 2033-34 | 2034-35 | 2035-36 | 2036-37 | 2037-38 | 2038-39 | 2039-40 | 2040-41 | 2041-42 | 2042-43 | 2043-44 | 2044-45 | 2045-46 | 2046-47 | 2047-48 | 2048-49
QLD | Q1 | Far North QLD | Solar | 0 | 0.00027395 | 0.00027635 | 0.0014461 | 1530.1573 | 1684.6172 | 1951.2021 | 1855.3224 | 1971.4386 | 2603.9436 | 3264.5564 | 3280.702 | 3277.6118 | 7610.579 | 8503.608 | 8767.033 | 8455.633 | 9109.519 | 13161.307 | 18713.887 | 20792.453 | 30802.713 | 42188.863 | 46390.742 | 52526.273
QLD | Q2 | North Qld Clean Energy Hub | Solar | 186.3337 | 138.4965 | 134.9532 | 148.6818 | 2121.9596 | 5089.3796 | 5575.1236 | 5562.8568 | 6477.3127 | 7083.1448 | 6819.9224 | 6724.9276 | 6824.8841 | 5887.0468 | 6448.3117 | 6302.5088 | 6337.8501 | 6643.7714 | 6864.0623 | 7223.9995 | 7845.1262 | 8256.1601 | 11044.8935 | 11400.3672 | 11151.132
QLD | Q3 | Northern Qld | Solar | 950.8516 | 630.4068 | 581.3844 | 676.2198 | 699.1689 | 714.4744 | 832.1613 | 811.5673 | 1788.7587 | 1936.4922 | 3711.9545 | 3653.1622 | 3734.1286 | 3112.7849 | 3455.9878 | 3499.7984 | 3435.4826 | 3889.665 | 7024.4187 | 5811.0702 | 6429.4721 | 6717.7348 | 5605.8462 | 5742.1403 | 5900.9194
QLD | Q4 | Isaac | Solar | 1276.2787 | 807.7534 | 767.3481 | 981.4232 | 1034.5386 | 1119.1922 | 1239.272 | 1254.0661 | 1234.7186 | 1295.805 | 1204.3503 | 1250.1245 | 1267.3531 | 1137.2756 | 1249.3412 | 1205.3859 | 1239.5046 | 1765.2621 | 1787.9221 | 1552.8519 | 1674.0181 | 2214.9594 | 1935.5925 | 2059.7516 | 1198.7896
QLD | Q5 | Barcaldine | Solar | 28.5532 | 21.958 | 22.8155 | 24.5682 | 119.3213 | 135.4711 | 153.1756 | 159.8453 | 451.9901 | 491.1194 | 452.395 | 459.9953 | 487.1351 | 472.8883 | 492.9976 | 480.4425 | 494.9726 | 573.5259 | 562.743 | 509.6925 | 583.4485 | 635.0381 | 1338.8483 | 1328.2493 | 1334.6042
QLD | Q6 | Fitzroy | Solar | 730.3631 | 551.7843 | 514.2352 | 591.2758 | 569.4098 | 623.4623 | 675.5398 | 715.2697 | 932.6812 | 1042.9214 | 983.0739 | 977.1387 | 1001.5841 | 1467.8658 | 1678.8399 | 1589.1078 | 1720.4495 | 3249.5993 | 17323.2241 | 15468.6456 | 16875.5781 | 17511.8946 | 14337.2606 | 15679.3267 | 15349.6975
QLD | Q7 | Wide Bay | Solar | 1178.2153 | 734.2174 | 667.7196 | 786.2206 | 815.3373 | 849.9716 | 933.1878 | 1001.8045 | 1099.477 | 1297.6961 | 1238.7552 | 1226.0207 | 1269.8558 | 1128.3967 | 1246.8919 | 1274.5273 | 1397.0436 | 4674.5837 | 4930.8012 | 4442.2714 | 4864.7192 | 5067.0466 | 4337.8023 | 4208.2975 | 4069.9712
QLD | Q8 | Darling Downs | Solar | 3177.6167 | 2001.5356 | 1843.415 | 2265.7379 | 2468.0106 | 2628.1226 | 2854.0499 | 5128.4109 | 9624.922 | 12622.7164 | 16782.4629 | 17237.506 | 16951.0857 | 14034.9143 | 15499.5483 | 15796.5913 | 16720.9253 | 16434.4737 | 17559.6784 | 24757.1046 | 26557.1094 | 27193.7971 | 21539.2052 | 22364.0271 | 22956.925
QLD | Q9 | Banana | Solar | 0 | 0.00015418 | 0.00015513 | 0.00026583 | 0.00033572 | 0.0011007 | 0.0011775 | 2663.8162 | 2480.7864 | 2742.8855 | 2640.1104 | 2663.461 | 2712.7136 | 2280.0457 | 2598.569 | 4678.896 | 13282.229 | 12857.084 | 13106.762 | 11981.191 | 13153.138 | 13612.093 | 11253.903 | 12213.624 | 11882.278
NSW | N1 | North West NSW | Solar | 418.685 | 219.9279 | 212.657 | 196.4428 | 216.2188 | 268.3481 | 260.2899 | 448.94 | 535.4365 | 583.1482 | 547.8682 | 569.8248 | 596.8378 | 599.4958 | 644.5441 | 1926.7315 | 2012.026 | 2218.3894 | 2452.9205 | 2898.3737 | 3286.014 | 3039.6607 | 3645.569 | 3454.7266 | 2950.4082
NSW | N2 | New England | Solar | 1273.6787 | 642.8818 | 837.0571 | 1119.7285 | 1288.6716 | 1300.2501 | 1333.8722 | 1741.7543 | 2295.425 | 2555.5433 | 2367.8027 | 2531.9061 | 2610.2668 | 2486.0406 | 2727.5744 | 3857.3173 | 4072.2949 | 3783.4462 | 4182.4397 | 3910.7192 | 4684.0457 | 4293.1864 | 4932.9945 | 4670.0817 | 4059.2483
NSW | N3 | Central-West Orana | Solar | 2156.0992 | 10694.398 | 11388.8269 | 10703.1102 | 10364.5631 | 15008.3868 | 16018.269 | 19606.6412 | 20527.1868 | 20858.7117 | 19730.3301 | 21268.4434 | 21530.2089 | 18636.6969 | 19705.6822 | 23122.1086 | 22971.5966 | 22326.1606 | 22485.7331 | 22850.3623 | 24894.534 | 23619.0809 | 21136.3112 | 21672.2386 | 23432.674
NSW | N4 | Broken Hill | Solar | 30.251 | 44.0234 | 71.2465 | 223.2136 | 236.1976 | 248.1681 | 236.1089 | 242.0513 | 271.9184 | 279.1866 | 266.3808 | 272.4254 | 305.0614 | 275.3353 | 309.1625 | 286.9192 | 284.7398 | 284.5537 | 290.9407 | 497.7169 | 508.2536 | 498.6834 | 581.1397 | 592.6847 | 493.6169
NSW | N5 | South West NSW | Solar | 767.6419 | 867.3247 | 1649.4566 | 1559.9825 | 1895.0507 | 1983.101 | 1808.2439 | 1766.8638 | 2043.4016 | 2144.9657 | 1888.6395 | 1935.8616 | 2205.1968 | 2125.8006 | 2264.1646 | 3286.7111 | 3289.0088 | 3370.0292 | 3503.7795 | 3352.0692 | 3509.6177 | 3393.1566 | 4236.0353 | 4278.4752 | 4788.3367
NSW | N6 | Wagga Wagga | Solar | 1319.4314 | 803.9237 | 1013.8534 | 921.9263 | 997.2574 | 1061.8037 | 967.9142 | 921.717 | 1108.095 | 1134.1825 | 988.5573 | 1021.3804 | 1180.8405 | 1037.6327 | 1195.9409 | 999.836 | 985.5445 | 2606.9244 | 2792.9898 | 2504.9408 | 2639.1152 | 2785.4778 | 3301.9299 | 3164.8358 | 2852.4823
NSW | N7 | Tumut | Solar | 0 | 0 | 0 | 0 | 0 | 0 | 0 | 0 | 0 | 0 | 0 | 0 | 0 | 0 | 0 | 0 | 0 | 0 | 0 | 0 | 0 | 0 | 0 | 0 | 0
NSW | N8 | Cooma-Monaro | Solar | 0 | 0 | 0 | 0 | 0 | 0 | 0 | 0 | 0 | 0 | 0 | 0 | 0 | 0 | 0 | 0 | 0 | 0 | 0 | 0 | 0 | 0 | 0 | 0 | 0
NSW | N9 | Hunter-Central Coast | Solar | 0 | 943.7817 | 1035.4705 | 981.1092 | 824.8347 | 844.3203 | 902.0295 | 940.4918 | 933.5972 | 993.5282 | 930.3661 | 1002.2053 | 1011.0292 | 861.7073 | 920.3536 | 1004.2045 | 1038.0043 | 3039.9575 | 3251.7505 | 5487.2637 | 6089.611 | 5747.8374 | 5071.3804 | 5206.403 | 5664.3003
VIC | V1 | Ovens Murray | Solar | 0 | 925.8035 | 1060.3484 | 1344.578 | 1354.4524 | 1321.0005 | 1346.5297 | 1260.3215 | 2734.464 | 2823.8352 | 2578.0813 | 2784.195 | 2794.8384 | 2597.0725 | 2700.5903 | 2641.5352 | 2532.7102 | 2793.797 | 2816.2322 | 2760.81 | 3001.0256 | 2931.824 | 2823.4514 | 2986.509 | 2964.15
VIC | V2 | Murray River | Solar | 1454.991 | 1771.4473 | 2019.3575 | 4181.1245 | 8452.4 | 8386.2738 | 8211.0053 | 9286.746 | 11973.0723 | 12291.9485 | 11242.3504 | 11960.61 | 12284.1158 | 11115.235 | 11742.7245 | 11251.643 | 10953.5552 | 11967.5876 | 12029.9737 | 11803.6231 | 12604.6946 | 12637.1609 | 12016.6727 | 12869.0834 | 12587.8186
VIC | V3 | Western Victoria | Solar | 0 | 0.0016687 | 0.001748 | 0.0028486 | 0.0024356 | 0.0026277 | 0.0026532 | 0.0024798 | 597.7747 | 639.0623 | 579.8837 | 626.9744 | 641.7311 | 529.3661 | 583.7659 | 559.8869 | 549.9373 | 593.3579 | 617.9711 | 597.3721 | 649.7151 | 644.8601 | 561.342 | 631.0831 | 613.1812
VIC | V4 | South West Victoria | Solar | 0 | 0 | 0 | 0 | 0 | 0 | 0 | 0 | 0 | 0 | 0 | 0 | 0 | 0 | 0 | 0 | 0 | 0 | 0 | 0 | 0 | 0 | 0 | 0 | 0
VIC | V5 | Gippsland | Solar | 0 | 0.0012893 | 0.0013071 | 110.1766 | 103.2862 | 102.5789 | 109.3411 | 104.6042 | 688.9586 | 755.3942 | 719.3804 | 755.2766 | 753.9625 | 655.0366 | 679.978 | 683.5468 | 674.3211 | 685.1634 | 726.8644 | 742.9762 | 784.2419 | 761.0131 | 697.5999 | 735.642 | 753.1937
VIC | V6 | Central North VIC | Solar | 874.7727 | 1182.4885 | 1325.5086 | 2092.9904 | 3014.5551 | 2989.6758 | 2973.9575 | 2808.2121 | 3090.1039 | 3213.8315 | 2890.7871 | 3088.6199 | 3136.0318 | 2903.2191 | 2992.6001 | 2930.0054 | 2808.2817 | 3058.6669 | 3123.4938 | 2997.5575 | 3122.4132 | 3091.2478 | 2966.824 | 3154.994 | 3111.6734
SA | S1 | South East SA | Solar | 294.9931 | 190.9153 | 195.6796 | 204.6818 | 210.6984 | 232.7087 | 228.4021 | 218.8696 | 228.2846 | 252.3903 | 205.8708 | 210.8972 | 246.4192 | 203.2283 | 228.5582 | 235.8575 | 215.9002 | 230.1805 | 219.2694 | 208.3531 | 218.7715 | 211.6385 | 222.9673 | 235.6394 | 217.6985
SA | S2 | Riverland | Solar | 42.8051 | 33.7382 | 33.9757 | 36.228 | 31.3079 | 33.4105 | 34.7065 | 1805.4786 | 1870.4747 | 2214.1878 | 1789.1648 | 2008.9137 | 2436.4676 | 1924.5415 | 1982.4224 | 2114.7276 | 2113.4479 | 6578.1371 | 6117.8743 | 5948.7262 | 6582.8824 | 6459.603 | 6497.5938 | 6568.492 | 5770.158
SA | S3 | Mid-North SA | Solar | 0 | 0.00082351 | 0.00079934 | 0.00083374 | 0.00074148 | 0.00078087 | 0.00079424 | 0.0037283 | 0.046048 | 0.56296 | 0.53172 | 0.5211 | 0.57559 | 868.9365 | 917.4 | 985.1378 | 944.5851 | 2120.6956 | 2043.3856 | 1977.9268 | 2092.547 | 2098.9985 | 2036.2656 | 2135.643 | 1978.0144
SA | S4 | Yorke Peninsula | Solar | 0 | 0 | 0 | 0 | 0 | 0 | 0 | 0 | 0 | 0 | 0 | 0 | 0 | 0 | 0 | 0 | 0 | 0 | 0 | 0 | 0 | 0 | 0 | 0 | 0
SA | S5 | Northern SA | Solar | 728.3572 | 478.3602 | 503.1371 | 524.2787 | 573.63 | 567.1072 | 555.6931 | 562.1086 | 1971.6717 | 2631.2189 | 2133.2324 | 2340.645 | 2802.0454 | 4539.7909 | 4829.1055 | 5108.2247 | 4967.0925 | 5405.3755 | 5093.1051 | 4987.9973 | 5011.883 | 4898.2734 | 5064.6224 | 5123.944 | 4413.013
SA | S6 | Leigh Creek | Solar | 0 | 1852.0271 | 1962.6332 | 2207.4297 | 4797.421 | 4950.0977 | 10569.878 | 11076.275 | 11418.576 | 12770.52 | 10157.939 | 11832.709 | 14233.296 | 11935.304 | 12180.202 | 12892.578 | 13036.357 | 23948.365 | 21593.518 | 36077.44 | 39524.637 | 40058.86 | 39178.742 | 40193.62 | 47009.91
SA | S7 | Roxby Downs | Solar | 0 | 949.6705 | 982.8812 | 1020.6929 | 1064.8843 | 1046.1788 | 1048.5536 | 1787.9418 | 3506.2764 | 4185.536 | 3522.6953 | 3922.682 | 4741.751 | 5347.4595 | 5388.746 | 5822.859 | 5814.1255 | 6047.095 | 5590.3745 | 5588.5415 | 6007.085 | 5956.359 | 6208.421 | 6238.9746 | 5502.274
SA | S8 | Eastern Eyre Peninsula | Solar | 0 | 0.00038918 | 0.00036681 | 0.0003893 | 0.0003298 | 0.00035623 | 0.00042153 | 0.00062743 | 0.00084032 | 0.0011583 | 0.0011436 | 0.0010651 | 0.0011761 | 0.0011842 | 0.0013078 | 0.0014382 | 0.0013604 | 0.0045033 | 0.0045174 | 1620.8224 | 1652.7585 | 1671.577 | 1603.4865 | 1719.403 | 1618.1
SA | S9 | Western Eyre Peninsula | Solar | 0 | 26.3703 | 26.4197 | 27.2447 | 24.4406 | 25.7174 | 26.5176 | 1697.7462 | 2020.7198 | 2433.5757 | 1969.9812 | 2135.4824 | 2608.554 | 2054.935 | 2100.1865 | 2314.088 | 2220.8506 | 5798.901 | 5452.27 | 5446.8623 | 5801.8267 | 5687.045 | 5918.563 | 6036.0723 | 5327.671
TAS | T1 | North East Tasmania | Solar | 0 | 0.0001204 | 0.00014168 | 0.00025297 | 0.00032288 | 0.00046539 | 483.7358 | 442.628 | 1755.3794 | 1863.7037 | 1740.3724 | 1889.2555 | 1896.1718 | 1478.1581 | 1657.4926 | 2172.2407 | 2062.123 | 2112.9387 | 2271.9087 | 2234.5115 | 2352.106 | 2091.6794 | 2052.2078 | 2275.0144 | 2104.1719
TAS | T2 | North West Tasmania | Solar | 0 | 8.3204e-05 | 0.00016449 | 0.0001736 | 0.00017927 | 0.00025218 | 0.034825 | 0.032542 | 204.4275 | 231.0226 | 205.783 | 218.9978 | 222.7338 | 173.7181 | 205.4809 | 194.8473 | 188.2823 | 186.7643 | 210.631 | 195.0692 | 204.5179 | 188.1211 | 176.65 | 205.4717 | 12768.072
TAS | T3 | Central Highlands | Solar | 0 | 0.00010086 | 0.00012096 | 0.00020214 | 0.00029105 | 0.00033938 | 0.0079497 | 219.0664 | 528.6895 | 563.4025 | 511.1328 | 530.7346 | 543.1238 | 430.0795 | 451.0767 | 8933.998 | 8620.639 | 8948.868 | 9567.684 | 9178.111 | 9466.339 | 9021.667 | 8388.706 | 8718.74 | 9874.147
Region | REZ | REZ Name | Technology | 2024-25 | 2025-26 | 2026-27 | 2027-28 | 2028-29 | 2029-30 | 2030-31 | 2031-32 | 2032-33 | 2033-34 | 2034-35 | 2035-36 | 2036-37 | 2037-38 | 2038-39 | 2039-40 | 2040-41 | 2041-42 | 2042-43 | 2043-44 | 2044-45 | 2045-46 | 2046-47 | 2047-48 | 2048-49
QLD | Q1 | Far North QLD | Wind | 1003.0822 | 6593.9299 | 6712.5938 | 7166.6807 | 7476.3966 | 14273.5089 | 27416.6692 | 35657.889 | 33430.4225 | 31102.867 | 38721.2798 | 40766.0203 | 43940.8109 | 44546.6975 | 52304.9715 | 58133.3089 | 61220.3182 | 58401.1779 | 52802.5939 | 53283.8023 | 59175.5389 | 93618.8425 | 92307.6699 | 112533.8519 | 113695.3612
QLD | Q2 | North Qld Clean Energy Hub | Wind | 114.766 | 8500.3221 | 8722.7707 | 9758.3731 | 10518.347 | 13867.896 | 14720.4893 | 15536.9256 | 14398.8457 | 13752.1753 | 14533.0824 | 15567.3057 | 14494.3203 | 14470.5142 | 14801.4985 | 14927.8641 | 15670.7011 | 14780.7129 | 13808.0359 | 14096.7263 | 15464.3243 | 14362.1342 | 21245.83 | 21539.421 | 22075.045
QLD | Q3 | Northern Qld | Wind | 0 | 0 | 0 | 0 | 0 | 0 | 0 | 0 | 0 | 0 | 0 | 0 | 0 | 0 | 0 | 0 | 0 | 0 | 0 | 0 | 0 | 0 | 0 | 0 | 0
QLD | Q4 | Isaac | Wind | 0 | 0.0018737 | 0.0018549 | 2008.794 | 2173.604 | 2291.2583 | 2497.1154 | 2722.5814 | 2465.2831 | 2486.1724 | 2519.4947 | 2490.6699 | 2457.7881 | 2405.7586 | 2456.0105 | 2549.8761 | 2778.8283 | 2539.8458 | 8615.4274 | 8909.1172 | 9169.3054 | 8793.6897 | 8935.5501 | 8740.5414 | 9278.6517
QLD | Q5 | Barcaldine | Wind | 0 | 0.0018653 | 0.0019247 | 97.5729 | 108.2602 | 103.6503 | 123.0302 | 125.0801 | 896.6645 | 895.4399 | 997.182 | 1030.1156 | 964.8065 | 983.5239 | 950.0108 | 1026.2859 | 1031.8513 | 1068.8471 | 1015.128 | 1004.9583 | 1078.451 | 1009.1209 | 2347.7673 | 2220.7331 | 2446.2668
QLD | Q6 | Fitzroy | Wind | 0 | 2020.2573 | 1820.9853 | 1960.5549 | 2368.8112 | 2447.9005 | 2468.2148 | 2484.153 | 2472.5203 | 2441.615 | 2521.4127 | 2396.3788 | 2317.5688 | 4386.731 | 4513.2577 | 4357.4903 | 4465.2437 | 4414.8166 | 7260.0887 | 7197.9594 | 7146.916 | 6993.1821 | 11805.848 | 11680.7224 | 11452.06
QLD | Q7 | Wide Bay | Wind | 0 | 0.00038114 | 0.00038541 | 0.0003693 | 0.00088427 | 0.0057096 | 0.0055692 | 0.005347 | 0.0054292 | 0.0056721 | 0.0053513 | 0.0054128 | 0.0048492 | 0.016201 | 0.017389 | 0.015528 | 0.014976 | 0.015786 | 0.015511 | 0.013716 | 0.014991 | 0.013549 | 2409.9763 | 2464.5555 | 2462.5177
QLD | Q8 | Darling Downs | Wind | 2525.2884 | 5748.792 | 5640.2073 | 9083.4083 | 9937.8088 | 11133.6181 | 11600.3908 | 11068.333 | 16833.4825 | 23705.2516 | 25567.6036 | 26863.1147 | 26581.1296 | 26867.7763 | 26123.83 | 26521.357 | 25173.0961 | 26978.5828 | 40572.4784 | 39206.7735 | 40659.574 | 40321.2211 | 41211.7412 | 39525.762 | 40152.3864
QLD | Q9 | Banana | Wind | 0 | 0.00057761 | 0.00057886 | 0.00069356 | 0.00074384 | 0.0012455 | 0.0012369 | 0.0015027 | 0.0018673 | 0.0025186 | 0.0043788 | 0.0043482 | 0.0040677 | 0.0047037 | 0.0047915 | 0.004337 | 0.0044642 | 0.0051736 | 0.020406 | 0.019453 | 0.021009 | 0.019658 | 1980.3303 | 1934.3794 | 1949.7948
NSW | N1 | North West NSW | Wind | 0 | 0 | 0 | 0 | 0 | 0 | 0 | 0 | 0 | 0 | 0 | 0 | 0 | 0 | 0 | 0 | 0 | 0 | 0 | 0 | 0 | 0 | 0 | 0 | 0
NSW | N2 | New England | Wind | 1332.7482 | 2183.5694 | 2970.7454 | 3429.3266 | 6527.401 | 8247.8295 | 8972.8552 | 8753.4624 | 9678.3317 | 9677.2627 | 12666.1632 | 12779.6986 | 13956.2104 | 17350.4945 | 16319.3962 | 15605.2022 | 14726.4075 | 15792.0585 | 15419.7354 | 14457.3644 | 15549.103 | 16051.7095 | 21083.391 | 18448.2403 | 18171.6134
NSW | N3 | Central-West Orana | Wind | 382.197 | 4655.3013 | 4957.07 | 4937.6389 | 5212.3038 | 4941.565 | 7322.6157 | 7105.1623 | 7664.5526 | 7420.186 | 7321.9233 | 7719.39 | 8011.2315 | 8110.4313 | 7607.3338 | 7489.7298 | 7258.4125 | 7700.5127 | 7433.2888 | 7367.7859 | 7800.9418 | 7947.9978 | 8937.0337 | 8271.3364 | 8174.9408
NSW | N4 | Broken Hill | Wind | 508.3489 | 610.9886 | 753.8858 | 709.8627 | 726.3039 | 790.3033 | 767.0915 | 809.5249 | 812.3962 | 794.1305 | 760.1054 | 823.2477 | 836.4164 | 794.9845 | 848.7283 | 815.3162 | 829.4984 | 806.5896 | 781.9902 | 242.5844 | 265.0275 | 262.4756 | 258.8476 | 270.7425 | 261.9133
NSW | N5 | South West NSW | Wind | 0 | 268.4719 | 317.269 | 310.5799 | 278.6849 | 322.5768 | 312.4292 | 340.9049 | 323.4831 | 329.0186 | 328.9922 | 352.7228 | 368.7156 | 310.6692 | 349.5465 | 332.4495 | 351.5679 | 321.9933 | 324.9146 | 331.5389 | 357.607 | 364.2404 | 331.0952 | 354.6671 | 337.1844
NSW | N6 | Wagga Wagga | Wind | 0 | 0.00041109 | 0.00045301 | 0.00044596 | 0.00041806 | 0.00072822 | 0.00076594 | 0.00091743 | 0.00086942 | 0.00092833 | 0.00081927 | 0.0008606 | 0.0009098 | 0.00097422 | 0.0012353 | 0.0016184 | 0.0017671 | 0.0018211 | 0.00188 | 0.0017365 | 0.0018481 | 0.0020271 | 0.0024212 | 0.0030837 | 0.0027679
NSW | N7 | Tumut | Wind | 0 | 0 | 0 | 0 | 0 | 0 | 0 | 0 | 0 | 0 | 0 | 0 | 0 | 0 | 0 | 0 | 0 | 0 | 0 | 0 | 0 | 0 | 0 | 0 | 0
NSW | N8 | Cooma-Monaro | Wind | 313.8321 | 3135.9464 | 3315.4584 | 2990.7586 | 3239.9505 | 3570.0086 | 3606.3286 | 3689.0715 | 3513.5006 | 3826.7858 | 3469.6118 | 3821.4573 | 3818.3057 | 3760.5335 | 3839.4772 | 4016.404 | 3924.5012 | 3579.6473 | 3901.1117 | 3618.5712 | 4017.5066 | 3896.2005 | 3987.3653 | 3960.0668 | 4170.5751
NSW | N9 | Hunter-Central Coast | Wind | 0 | 7968.5939 | 8512.4071 | 16314.582 | 17195.2783 | 16303.1596 | 16990.3178 | 16654.1771 | 17028.9859 | 18150.9974 | 17118.5606 | 18130.9065 | 18808.5948 | 20901.8487 | 18741.2755 | 19668.9818 | 18965.3206 | 18771.4555 | 20111.3756 | 19182.6472 | 20698.4625 | 20691.5692 | 21624.7454 | 19019.0296 | 19815.7362
VIC | V1 | Ovens Murray | Wind | 0 | 0 | 0 | 0 | 0 | 0 | 0 | 0 | 0 | 0 | 0 | 0 | 0 | 0 | 0 | 0 | 0 | 0 | 0 | 0 | 0 | 0 | 0 | 0 | 0
VIC | V2 | Murray River | Wind | 0 | 0 | 0 | 0 | 0 | 0 | 0 | 0 | 0 | 0 | 0 | 0 | 0 | 0 | 0 | 0 | 0 | 0 | 0 | 0 | 0 | 0 | 0 | 0 | 0
VIC | V3 | Western Victoria | Wind | 4978.8243 | 4846.5712 | 5235.2756 | 10125.8343 | 10130.0513 | 11168.4828 | 10314.6143 | 11358.7551 | 10638.2714 | 10977.278 | 9887.3162 | 10582.9256 | 10979.5722 | 9937.2696 | 10659.5949 | 9948.6547 | 10738.165 | 10049.3091 | 10237.1861 | 9858.0256 | 9660.8171 | 9909.1824 | 9417.917 | 9852.053 | 9193.9145
VIC | V4 | South West Victoria | Wind | 5736.9966 | 8567.019 | 9370.278 | 11925.064 | 12897.175 | 18258.8546 | 21460.3099 | 26024.8113 | 23421.1797 | 24559.4607 | 23891.5498 | 25468.4459 | 26761.1492 | 23247.889 | 24727.2299 | 22610.4236 | 24595.0125 | 22064.9048 | 22615.4464 | 23239.3875 | 24953.8204 | 23509.4222 | 21423.0947 | 23356.1011 | 21783.9946
VIC | V5 | Gippsland | Wind | 0 | 1868.1991 | 1918.9678 | 3820.1761 | 3709.1696 | 3660.3961 | 3312.8455 | 3643.8005 | 3439.0686 | 3538.7565 | 3380.1052 | 3428.2225 | 3886.8471 | 3405.1057 | 3505.6395 | 3258.5753 | 3555.2441 | 3371.865 | 3425.3094 | 3515.7886 | 3596.9961 | 4007.9079 | 3690.6547 | 3868.4509 | 3670.5545
VIC | V6 | Central North VIC | Wind | 0 | 649.0851 | 739.1174 | 708.9915 | 684.2844 | 690.6189 | 651.831 | 689.8555 | 714.9832 | 735.1837 | 640.024 | 716.074 | 725.5802 | 641.8222 | 679.7742 | 650.9942 | 680.9574 | 706.0675 | 717.1433 | 654.4125 | 739.6786 | 745.645 | 688.783 | 737.2083 | 710.4289
SA | S1 | South East SA | Wind | 665.3038 | 1004.7658 | 1175.7192 | 1181.5586 | 1093.2337 | 2435.9547 | 3710.4701 | 4158.0073 | 3797.7538 | 4082.531 | 3610.551 | 3937.408 | 4336.7665 | 3528.5978 | 3572.5136 | 3933.4989 | 4250.1292 | 4730.6545 | 4596.76 | 4491.2489 | 5113.1431 | 5114.156 | 4832.7729 | 7659.1343 | 7694.2464
SA | S2 | Riverland | Wind | 0 | 0.00042815 | 0.00072338 | 0.00073292 | 0.00064618 | 0.00092191 | 0.0017059 | 0.001852 | 0.0015906 | 0.0018046 | 0.001585 | 0.0018101 | 0.0018519 | 0.0022402 | 0.0025148 | 0.0031354 | 0.003365 | 0.0047762 | 0.0049587 | 0.0048254 | 0.0055133 | 0.0051715 | 0.0055694 | 0.013785 | 0.019277
SA | S3 | Mid-North SA | Wind | 3976.8858 | 2719.5701 | 3482.7438 | 3405.9216 | 3504.1792 | 6340.2228 | 6567.9132 | 7100.1009 | 6464.0253 | 6784.1141 | 5846.0138 | 6831.9007 | 6550.1533 | 5564.0499 | 5813.893 | 5101.43 | 5430.2205 | 13573.5742 | 13786.7453 | 12773.073 | 14960.0493 | 13868.0218 | 13235.5314 | 13691.484 | 12884.495
SA | S4 | Yorke Peninsula | Wind | 237.8421 | 149.8066 | 187.0574 | 187.3956 | 198.0455 | 0.002419 | 841.0854 | 973.826 | 865.3373 | 996.7788 | 820.0685 | 1001.3805 | 1026.4626 | 847.4018 | 899.0497 | 913.2538 | 1028.801 | 929.797 | 938.8483 | 905.886 | 1085.8234 | 995.1542 | 986.7222 | 1009.9615 | 3263.8642
SA | S5 | Northern SA | Wind | 1275.4405 | 908.1669 | 1087.2851 | 1070.6914 | 1093.0394 | 1051.1885 | 1116.1564 | 1126.2301 | 1033.8749 | 1153.0652 | 1022.0805 | 1157.3888 | 1257.6119 | 1087.5032 | 1123.8048 | 1191.6479 | 1179.8521 | 1092.0053 | 1103.3678 | 1109.3297 | 1213.9714 | 574.2186 | 489.9367 | 482.5696 | 485.1393
SA | S6 | Leigh Creek | Wind | 0 | 1366.6603 | 1559.1152 | 4076.653 | 7778.7901 | 10760.8331 | 11646.3638 | 11935.5438 | 11639.4 | 11856.4273 | 10446.6044 | 11501.039 | 11868.7323 | 22562.3516 | 22199.369 | 23057.7439 | 23247.9723 | 23290.4311 | 22239.647 | 21443.3967 | 22999.5138 | 22393.4348 | 25537.9593 | 30954.4416 | 40173.4197
SA | S7 | Roxby Downs | Wind | 0 | 0 | 0 | 0 | 0 | 0 | 0 | 0 | 0 | 0 | 0 | 0 | 0 | 0 | 0 | 0 | 0 | 0 | 0 | 0 | 0 | 0 | 0 | 0 | 0
SA | S8 | Eastern Eyre Peninsula | Wind | 297.7638 | 205.2561 | 260.0881 | 250.1516 | 284.3673 | 1208.3153 | 2470.3047 | 2835.8432 | 2505.1641 | 2729.3725 | 2339.0911 | 2690.892 | 2696.5898 | 4900.8221 | 5132.4624 | 5237.95 | 5898.8651 | 5225.689 | 5217.4175 | 4969.5214 | 5809.6723 | 5376.2007 | 5974.7011 | 6109.177 | 5756.0078
SA | S9 | Western Eyre Peninsula | Wind | 0 | 1930.8949 | 3389.9381 | 3256.1697 | 3370.7894 | 3274.9768 | 3401.8048 | 3883.8638 | 3478.0223 | 3703.4716 | 3190.6691 | 3841.7063 | 3821.4623 | 3475.3517 | 3596.2543 | 3693.4398 | 4147.0555 | 3839.3654 | 3757.2028 | 3613.2911 | 4201.6786 | 3921.8666 | 3927.028 | 3972.383 | 3801.1996
TAS | T1 | North East Tasmania | Wind | 500.7978 | 567.0108 | 538.5171 | 556.0742 | 523.2642 | 5238.8716 | 4199.9087 | 4520.3946 | 4182.8292 | 4209.6372 | 4299.4847 | 4199.5502 | 4822.4456 | 3690.2339 | 4041.9927 | 5003.7637 | 5600.2364 | 4966.5525 | 5008.7887 | 5492.5466 | 5208.315 | 5091.6621 | 5309.3116 | 5768.4755 | 13156.4472
TAS | T2 | North West Tasmania | Wind | 837.4707 | 890.6957 | 952.4205 | 962.1345 | 866.3714 | 1649.2523 | 18753.7431 | 24328.8124 | 28376.2015 | 26407.7152 | 26568.5764 | 28601.1667 | 30073.459 | 33378.1343 | 36650.3783 | 32452.6221 | 35785.0913 | 33777.0705 | 31376.6189 | 33187.8271 | 35280.1713 | 33428.5805 | 35565.7563 | 37519.4466 | 36109.6787
TAS | T3 | Central Highlands | Wind | 475.0257 | 533.2026 | 1838.9102 | 5530.0996 | 13069.1394 | 17668.4062 | 17702.3553 | 21362.4266 | 21540.9121 | 20590.9084 | 22275.4912 | 22404.7096 | 25237.7672 | 30487.8677 | 33317.5702 | 29519.6971 | 31616.0123 | 28957.9125 | 27790.9975 | 30180.1128 | 29364.3309 | 30117.2915 | 31307.8015 | 32857.8807 | 28147.55
Region | REZ | REZ Name | Technology | 2024-25 | 2025-26 | 2026-27 | 2027-28 | 2028-29 | 2029-30 | 2030-31 | 2031-32 | 2032-33 | 2033-34 | 2034-35 | 2035-36 | 2036-37 | 2037-38 | 2038-39 | 2039-40 | 2040-41 | 2041-42 | 2042-43 | 2043-44 | 2044-45 | 2045-46 | 2046-47 | 2047-48 | 2048-49
NSW | O1 | Hunter Coast | Offshore Wind | 0 | 0 | 0 | 6.492e-05 | 6.6636e-05 | 6.012e-05 | 0.00010769 | 0.0001 | 0.00012917 | 0.00013661 | 0.0001533 | 0.0001402 | 0.00015162 | 0.0002039 | 0.00017498 | 0.00020582 | 0.00018625 | 0.00022373 | 0.00023202 | 0.00027263 | 0.00025676 | 0.00026869 | 0.00034433 | 0.0002903 | 0.00037101
NSW | O2 | Illawarra Coast | Offshore Wind | 0 | 0 | 0 | 0.00039615 | 0.00041833 | 0.00040238 | 0.0047084 | 0.0047383 | 0.0045453 | 0.0048061 | 0.0044166 | 0.0045181 | 0.0043271 | 0.0048306 | 0.0047131 | 0.0047294 | 0.0049191 | 0.0048011 | 0.0048263 | 0.0046859 | 0.0047184 | 0.0044789 | 0.0055607 | 0.0050557 | 0.0050094
VIC | O3 | Gippsland Coast | Offshore Wind | 0 | 0 | 0 | 0.00035084 | 0.00038251 | 0.0020955 | 3255.7731 | 7115.9586 | 11245.7451 | 11916.1661 | 17530.9572 | 18373.1212 | 19508.7832 | 19998.6622 | 19955.6002 | 19887.8363 | 21455.5603 | 20150.7993 | 21140.6133 | 21701.0063 | 22838.4573 | 22075.6453 | 22214.1483 | 22304.8054 | 21619.1703
TAS | O4 | North West Tasmania Coast | Offshore Wind | 0 | 0 | 0 | 0.0001437 | 0.00017522 | 0.0002721 | 0.00042592 | 0.00082612 | 0.00086109 | 0.00090421 | 0.00085333 | 0.00088567 | 0.00089076 | 0.00089354 | 0.00098425 | 0.0016096 | 0.0018144 | 0.0016019 | 0.0016556 | 0.0016708 | 0.0017142 | 0.0015915 | 0.0016881 | 0.0018953 | 0.0019067
VIC | O5 | Portland Coast | Offshore Wind | 0 | 0 | 0 | 0.00016554 | 0.00019588 | 0.00043949 | 0.0010671 | 0.0018235 | 0.0016934 | 0.0017914 | 0.0027577 | 0.002832 | 1783.2725 | 3997.4467 | 8033.4472 | 9827.7523 | 10195.6483 | 9460.1173 | 9729.6213 | 9710.9423 | 10531.6413 | 10679.0473 | 10486.3683 | 11558.5453 | 10799.7443
SA | O6 | South East SA Coast | Offshore Wind | 0 | 0 | 0 | 0.0001307 | 0.00013213 | 0.00023418 | 0.00037783 | 0.00043342 | 0.00050809 | 0.00055611 | 0.00052032 | 0.00050998 | 0.00056524 | 0.00056326 | 0.00064633 | 0.00073231 | 0.00077606 | 0.00097378 | 0.00098712 | 0.0010078 | 0.00099868 | 0.00099378 | 0.0010021 | 0.001323 | 0.0015476

## O3C_REZ Capacity
Installed capacity by REZ (MW) - O3C, Green Energy Exports Scenario
Capacity calculated on 1 July. In early study years some wind and solar projects enter later in the financial year and are therefore reflected in the following financial year's capacity. REZ capacity includes capacity from the existing, committed and anticipated renewables mapped to the relevant REZs.
Explicitly modelled generation
Region | REZ | REZ Name | Technology | 2024-25 | 2025-26 | 2026-27 | 2027-28 | 2028-29 | 2029-30 | 2030-31 | 2031-32 | 2032-33 | 2033-34 | 2034-35 | 2035-36 | 2036-37 | 2037-38 | 2038-39 | 2039-40 | 2040-41 | 2041-42 | 2042-43 | 2043-44 | 2044-45 | 2045-46 | 2046-47 | 2047-48 | 2048-49
QLD | Q1 | Far North QLD | Solar | 0 | 0.0002094 | 0.00020987 | 0.0010877 | 1100 | 1100 | 1100 | 1100 | 1100 | 1342.9585 | 1746.9781 | 1746.9781 | 1746.9781 | 4711.322 | 4711.322 | 4711.322 | 4711.322 | 4711.322 | 6699.2563 | 10941.94 | 10941.94 | 15299.821 | 25451.78 | 25451.78 | 27816.85
QLD | Q2 | North Qld Clean Energy Hub | Solar | 83 | 83.0002 | 83.0002 | 83.0007 | 1340.6365 | 2936.0989 | 2936.0989 | 2936.0989 | 3428.8406 | 3428.8406 | 3428.8408 | 3428.8408 | 3428.8408 | 3378.8408 | 3378.8408 | 3378.8408 | 3378.8408 | 3425.593 | 3492.344 | 4332.9517 | 4332.9517 | 4332.9517 | 6193.6714 | 6193.6714 | 6175.6714
QLD | Q3 | Northern Qld | Solar | 513.997 | 513.9972 | 513.9972 | 513.9974 | 513.9976 | 513.999 | 513.9991 | 513.9991 | 1061.9478 | 1061.9479 | 2045.9396 | 2045.9396 | 2045.9396 | 2045.9396 | 2045.9396 | 2045.9396 | 2045.9396 | 2214.0164 | 3770.997 | 3642.997 | 3642.997 | 3642.997 | 3642.997 | 3532.597 | 3532.597
QLD | Q4 | Isaac | Solar | 684.9 | 684.9001 | 684.9001 | 684.9002 | 684.9003 | 684.9007 | 684.9012 | 684.9013 | 684.9034 | 684.9034 | 684.9034 | 684.9034 | 684.9034 | 684.9034 | 684.9034 | 684.9034 | 684.9034 | 985.9866 | 985.9867 | 985.9867 | 943.4867 | 1202.7929 | 1202.7934 | 1202.7934 | 743.8934
QLD | Q5 | Barcaldine | Solar | 14 | 14.0002 | 14.0002 | 14.0009 | 81.8667 | 94.1174 | 94.1174 | 96.4124 | 264.0736 | 264.0736 | 264.0736 | 264.0736 | 264.0736 | 293.9927 | 293.9927 | 293.9928 | 293.9928 | 336.9822 | 336.9822 | 374.2386 | 374.2386 | 374.2387 | 822.2485 | 822.2485 | 847.0068
QLD | Q6 | Fitzroy | Solar | 401.5 | 401.5001 | 401.5001 | 401.5002 | 401.5003 | 401.5012 | 401.5012 | 401.5058 | 552.8757 | 552.8757 | 552.8757 | 552.8757 | 552.8757 | 956.5344 | 956.5344 | 956.5344 | 956.5345 | 1799.6316 | 7934.5 | 7934.5 | 7934.5 | 7934.5 | 7934.5 | 7934.5 | 7934.5
QLD | Q7 | Wide Bay | Solar | 607.83 | 607.8301 | 607.8301 | 607.8302 | 607.8303 | 607.8308 | 607.8317 | 614.6631 | 729.7031 | 762.1572 | 762.1572 | 762.1572 | 762.1572 | 795.0843 | 795.0843 | 869.5957 | 869.5958 | 2807.83 | 2807.8305 | 2807.831 | 2807.831 | 2807.8312 | 2807.8315 | 2585.3315 | 2585.3315
QLD | Q8 | Darling Downs | Solar | 1476.558 | 1476.5581 | 1476.5581 | 1476.5582 | 1476.5584 | 1476.5588 | 1476.5593 | 2598.1768 | 5204.7157 | 6117.189 | 8056.0643 | 8056.0643 | 7935.0643 | 8111.436 | 8111.436 | 8111.436 | 8111.436 | 8347.558 | 8347.558 | 12336.214 | 12177.614 | 12145.51 | 11896.156 | 11496.156 | 11461.656
QLD | Q9 | Banana | Solar | 0 | 0.00011111 | 0.00011153 | 0.00018555 | 0.00027439 | 0.00077931 | 0.00079344 | 1419.1204 | 1419.1204 | 1419.1204 | 1419.1205 | 1419.1205 | 1419.1205 | 1438.3368 | 1438.3368 | 2591.8499 | 6099.9995 | 6100 | 6100 | 6100 | 6100 | 6100 | 6100 | 6100 | 6100
NSW | N1 | North West NSW | Solar | 166 | 166.0002 | 166.0002 | 166.0002 | 166.0002 | 213.3886 | 213.3886 | 361.535 | 415.1027 | 415.1027 | 417.5456 | 417.5456 | 417.5456 | 417.5457 | 417.5458 | 1651.1921 | 1651.1923 | 1954.6052 | 1954.6052 | 2462.7954 | 2462.7954 | 2462.7954 | 2406.7954 | 2406.7954 | 2406.7954
NSW | N2 | New England | Solar | 555 | 555.0003 | 748.2578 | 1221.8546 | 1221.8546 | 1221.8546 | 1221.8546 | 1528.4745 | 1962.7562 | 1962.7562 | 1962.7562 | 1962.7562 | 1962.7562 | 1962.7563 | 1962.7565 | 3540 | 3540 | 3540 | 3540 | 3520 | 3520 | 3520 | 3520 | 3520 | 3520
NSW | N3 | Central-West Orana | Solar | 902.095 | 5573.517 | 5573.517 | 5573.517 | 5573.517 | 7752.095 | 7752.095 | 9636.807 | 9636.807 | 9636.807 | 9636.807 | 9636.807 | 9636.807 | 9636.807 | 9636.807 | 10439.352 | 10439.352 | 10439.352 | 10337.327 | 10885.443 | 10885.443 | 10885.443 | 10885.444 | 10885.444 | 10835.444
NSW | N4 | Broken Hill | Solar | 53 | 53 | 53.0003 | 159.3428 | 159.3428 | 159.3428 | 159.3428 | 174.9334 | 174.9334 | 174.9334 | 174.9334 | 174.9334 | 174.9334 | 174.9335 | 174.9335 | 195.7786 | 195.7786 | 195.7786 | 195.7786 | 338.9739 | 338.9739 | 338.9739 | 338.9739 | 338.974 | 341.2444
NSW | N5 | South West NSW | Solar | 1500.4 | 1500.4 | 1500.4001 | 1500.4007 | 1500.4007 | 1500.4007 | 1500.4007 | 1500.4017 | 1500.4017 | 1500.4017 | 1500.4017 | 1500.4017 | 1500.4017 | 1500.4017 | 1350.1017 | 2473.1264 | 2473.1264 | 2473.1264 | 2473.1264 | 2473.1306 | 2473.1306 | 2473.1306 | 2473.1306 | 2473.1308 | 3429.946
NSW | N6 | Wagga Wagga | Solar | 663.028 | 663.0289 | 663.0289 | 663.0289 | 663.0289 | 663.0289 | 663.0289 | 663.0292 | 663.0298 | 663.0298 | 663.0298 | 663.0298 | 663.0298 | 663.0298 | 663.0298 | 663.2214 | 663.2214 | 1691.028 | 1691.028 | 1691.0281 | 1691.0281 | 1691.0281 | 1691.0281 | 1691.0281 | 1691.0282
NSW | N7 | Tumut | Solar | 0 | 0 | 0 | 0 | 0 | 0 | 0 | 0 | 0 | 0 | 0 | 0 | 0 | 0 | 0 | 0 | 0 | 0 | 0 | 0 | 0 | 0 | 0 | 0 | 0
NSW | N8 | Cooma-Monaro | Solar | 0 | 0 | 0 | 0 | 0 | 0 | 0 | 0 | 0 | 0 | 0 | 0 | 0 | 0 | 0 | 0 | 0 | 0 | 0 | 0 | 0 | 0 | 0 | 0 | 0
NSW | N9 | Hunter-Central Coast | Solar | 0 | 516.0001 | 516.0001 | 516.0001 | 516.0001 | 516.0001 | 516.0001 | 516.0002 | 516.0002 | 516.0002 | 516.0002 | 516.0002 | 516.0002 | 516.0002 | 516.0004 | 516.0007 | 516.001 | 1599.044 | 1599.0441 | 2844.9429 | 2844.9429 | 2844.9429 | 2844.9434 | 2844.9434 | 2844.9434
VIC | V1 | Ovens Murray | Solar | 0 | 686.9387 | 686.9387 | 996.7598 | 1000.0001 | 1000.0001 | 1000.0001 | 1000.0001 | 1885.1176 | 1885.1176 | 1920.4562 | 1920.4562 | 1920.4562 | 1981.5148 | 1981.5148 | 1981.5148 | 1981.5148 | 1981.5148 | 1981.5148 | 1981.5149 | 1981.5149 | 1981.5149 | 1981.5149 | 1981.5149 | 1981.5151
VIC | V2 | Murray River | Solar | 679.093 | 1182.8126 | 1182.8126 | 2501.743 | 5295.6843 | 5376.33 | 5379.093 | 5379.093 | 6722.6775 | 6722.6775 | 6854.504 | 6854.504 | 6854.504 | 6854.504 | 6854.504 | 6854.504 | 6854.504 | 6854.504 | 6854.504 | 6854.504 | 6854.504 | 6823.401 | 6823.401 | 6823.401 | 6772.55
VIC | V3 | Western Victoria | Solar | 0 | 0.0013362 | 0.0013372 | 0.0021989 | 0.0022029 | 0.0022044 | 0.002206 | 0.0022071 | 400 | 400 | 400 | 400 | 400 | 400 | 400 | 400.0001 | 400.0001 | 400.0001 | 400.0001 | 400.0001 | 400.0001 | 400.0001 | 400.0001 | 400.0001 | 400.0002
VIC | V4 | South West Victoria | Solar | 0 | 0 | 0 | 0 | 0 | 0 | 0 | 0 | 0 | 0 | 0 | 0 | 0 | 0 | 0 | 0 | 0 | 0 | 0 | 0 | 0 | 0 | 0 | 0 | 0
VIC | V5 | Gippsland | Solar | 0 | 0.0010586 | 0.0010601 | 81.2956 | 81.2957 | 81.2957 | 81.2957 | 81.2957 | 500 | 500 | 500 | 500 | 500 | 500.0001 | 500.0001 | 500.0001 | 500.0001 | 500.0002 | 500.0002 | 500.0003 | 500.0003 | 500.0003 | 500.0003 | 500.0003 | 500.0004
VIC | V6 | Central North VIC | Solar | 402.48 | 783.5707 | 783.5707 | 1327.3212 | 2102.48 | 2102.48 | 2102.48 | 2102.48 | 2102.4801 | 2102.4801 | 2102.4801 | 2102.4801 | 2102.4801 | 2102.4801 | 2102.4801 | 2102.4801 | 2102.4801 | 2102.4802 | 2102.4802 | 2102.4804 | 1992.0004 | 1992.0004 | 1992.0004 | 1992.0004 | 1992.0009
SA | S1 | South East SA | Solar | 155.16 | 155.1602 | 155.1602 | 155.1602 | 155.1602 | 155.1602 | 155.1603 | 155.1604 | 155.1605 | 155.1606 | 155.1606 | 155.1606 | 155.1606 | 155.1609 | 155.1609 | 155.1609 | 155.1609 | 155.1629 | 155.1629 | 155.1691 | 155.1691 | 155.1691 | 155.1691 | 155.1691 | 155.1692
SA | S2 | Riverland | Solar | 25.26 | 25.2618 | 25.2618 | 25.2618 | 25.2618 | 25.2618 | 25.2618 | 1325.5488 | 1352.1627 | 1358.8653 | 1392.782 | 1392.782 | 1392.782 | 1530.3403 | 1530.3403 | 1530.3403 | 1530.3403 | 4007.38 | 4007.38 | 4007.3802 | 4007.3802 | 4000.0002 | 4000.0002 | 4000.0002 | 4000.0002
SA | S3 | Mid-North SA | Solar | 0 | 0.00061533 | 0.00061573 | 0.00061683 | 0.00062126 | 0.00062189 | 0.00062441 | 0.0029168 | 0.035328 | 0.39775 | 0.39775 | 0.39775 | 0.39775 | 653.427 | 653.427 | 653.427 | 653.427 | 1300.0001 | 1300.0001 | 1300.0001 | 1300.0001 | 1300.0001 | 1300.0001 | 1300.0001 | 1300.0001
SA | S4 | Yorke Peninsula | Solar | 0 | 0 | 0 | 0 | 0 | 0 | 0 | 0 | 0 | 0 | 0 | 0 | 0 | 0 | 0 | 0 | 0 | 0 | 0 | 0 | 0 | 0 | 0 | 0 | 0
SA | S5 | Northern SA | Solar | 349.2 | 349.2009 | 349.2009 | 349.2009 | 349.2009 | 349.2009 | 349.2009 | 349.2023 | 1323.5295 | 1536.6973 | 1536.6973 | 1536.6973 | 1536.6973 | 3249.2 | 3249.2 | 3249.2 | 3249.2 | 3249.2 | 3249.2 | 3249.2 | 2979.2 | 2979.2 | 2979.2 | 2900 | 2900.0002
SA | S6 | Leigh Creek | Solar | 0 | 1297.5002 | 1297.5002 | 1364.197 | 2980.55 | 2980.5503 | 6283.1772 | 6500 | 6500 | 6500 | 6500 | 6500 | 6500 | 6995.415 | 6995.415 | 6995.415 | 6995.415 | 11627.704 | 11627.704 | 19487.027 | 19487.027 | 19487.027 | 19487.027 | 19487.027 | 25411.57
SA | S7 | Roxby Downs | Solar | 0 | 668.8331 | 668.8331 | 668.8331 | 701.8172 | 701.8172 | 714.5373 | 1179.6277 | 2244.7458 | 2244.7458 | 2369.1343 | 2369.1343 | 2369.1343 | 3400 | 3400 | 3400 | 3400 | 3400 | 3400 | 3400 | 3400 | 3400 | 3400 | 3400 | 3400.1492
SA | S8 | Eastern Eyre Peninsula | Solar | 0 | 0.00030137 | 0.00030167 | 0.0003022 | 0.00030509 | 0.00030609 | 0.00034775 | 0.00052736 | 0.00070445 | 0.00090374 | 0.00090665 | 0.00090674 | 0.00090707 | 0.0011301 | 0.0011316 | 0.0011431 | 0.0011456 | 0.0035681 | 0.0035696 | 1202.1725 | 1202.1725 | 1202.1725 | 1202.1725 | 1202.1725 | 1202.1725
SA | S9 | Western Eyre Peninsula | Solar | 0 | 17.6096 | 17.6096 | 17.6096 | 17.6096 | 17.6096 | 17.6096 | 1276.7118 | 1545.4454 | 1545.4454 | 1545.4454 | 1545.4454 | 1545.4454 | 1676.915 | 1676.915 | 1676.915 | 1676.915 | 4000 | 4000 | 4000 | 4000 | 4000 | 4000 | 4000 | 4000.0002
TAS | T1 | North East Tasmania | Solar | 0 | 0 | 0 | 0.0001582 | 0.00024534 | 0.00031671 | 300 | 300 | 1132.4696 | 1132.4696 | 1132.4696 | 1132.4696 | 1132.4696 | 1132.4697 | 1132.4697 | 1550.5394 | 1550.5394 | 1550.5396 | 1550.5396 | 1550.5396 | 1550.5396 | 1550.5396 | 1550.5396 | 1550.5396 | 1550.54
TAS | T2 | North West Tasmania | Solar | 0 | 0 | 0.00012581 | 0.00013128 | 0.00017045 | 0.00020703 | 0.027383 | 0.027389 | 150 | 150 | 150 | 150 | 150 | 150.0001 | 150.0001 | 150.0005 | 150.0005 | 150.0005 | 150.0005 | 150.0005 | 150.0005 | 150.0005 | 150.0005 | 150.0005 | 9593.523
TAS | T3 | Central Highlands | Solar | 0 | 0 | 0 | 0.00013867 | 0.00023989 | 0.00026175 | 0.0061337 | 150 | 341.0876 | 341.0876 | 341.0876 | 341.0876 | 341.0876 | 341.0876 | 341.0876 | 6395.5444 | 6395.5444 | 6395.5444 | 6395.5444 | 6395.5444 | 6395.5444 | 6395.5444 | 6395.5444 | 6395.5444 | 7556.05
Region | REZ | REZ Name | Technology | 2024-25 | 2025-26 | 2026-27 | 2027-28 | 2028-29 | 2029-30 | 2030-31 | 2031-32 | 2032-33 | 2033-34 | 2034-35 | 2035-36 | 2036-37 | 2037-38 | 2038-39 | 2039-40 | 2040-41 | 2041-42 | 2042-43 | 2043-44 | 2044-45 | 2045-46 | 2046-47 | 2047-48 | 2048-49
QLD | Q1 | Far North QLD | Wind | 330.318 | 2610.318 | 2610.318 | 2871.6505 | 2871.6505 | 4973.5226 | 8704.8893 | 10583.933 | 10583.933 | 10583.933 | 12128.049 | 12128.049 | 14198.615 | 15275.381 | 15977.439 | 17586.595 | 17586.595 | 17586.595 | 17586.595 | 17406.077 | 17406.077 | 28958.607 | 30566.503 | 33970.8 | 33821
QLD | Q2 | North Qld Clean Energy Hub | Wind | 43.2 | 3297.1199 | 3297.1199 | 3920.1927 | 3920.193 | 4743.2009 | 4743.2009 | 4743.201 | 4743.2012 | 4743.2012 | 4743.2012 | 4743.2012 | 4743.2013 | 4743.2029 | 4743.2029 | 4743.2029 | 4743.2029 | 4743.2029 | 4743.2029 | 4743.2029 | 4743.2029 | 4700.0029 | 7480.346 | 7480.346 | 7513.9998
QLD | Q3 | Northern Qld | Wind | 0 | 0 | 0 | 0 | 0 | 0 | 0 | 0 | 0 | 0 | 0 | 0 | 0 | 0 | 0 | 0 | 0 | 0 | 0 | 0 | 0 | 0 | 0 | 0 | 0
QLD | Q4 | Isaac | Wind | 0 | 0.0011062 | 0.0011071 | 974.2406 | 974.2406 | 1000.0006 | 1000.0006 | 1000.0015 | 1000.0015 | 1000.0039 | 1000.0205 | 1000.0205 | 1000.0205 | 1000.0205 | 1000.0205 | 1000.0205 | 1000.0205 | 1000.0206 | 3707.7026 | 3800 | 3800 | 3800 | 3800 | 3800 | 3800
QLD | Q5 | Barcaldine | Wind | 0 | 0.0011271 | 0.0011279 | 54.4836 | 54.4836 | 54.4837 | 54.4837 | 54.4839 | 391.867 | 391.8673 | 442.8786 | 442.8786 | 442.8786 | 442.8787 | 442.8787 | 442.8787 | 442.8787 | 442.8792 | 442.8797 | 453.3994 | 453.3994 | 453.3994 | 1000.0029 | 1000.0029 | 1000.0029
QLD | Q6 | Fitzroy | Wind | 0 | 844.5428 | 844.5428 | 900.0002 | 900.0002 | 900.0014 | 900.0014 | 900.0014 | 900.0014 | 900.0025 | 900.0025 | 900.0025 | 900.0025 | 1673.5319 | 1673.5319 | 1673.5319 | 1673.5319 | 1673.5319 | 2888.5277 | 2888.5277 | 2888.5277 | 2888.5277 | 4469.2993 | 4469.2993 | 4469.2993
QLD | Q7 | Wide Bay | Wind | 0 | 0.00026964 | 0.00027011 | 0.00028322 | 0.00058399 | 0.0033226 | 0.0033249 | 0.0033273 | 0.0033284 | 0.003331 | 0.0033326 | 0.0033347 | 0.0033372 | 0.0089375 | 0.0089401 | 0.0089414 | 0.0089423 | 0.0089444 | 0.0089533 | 0.0089567 | 0.0089594 | 0.0089667 | 1100.0002 | 1100.0002 | 1100.0002
QLD | Q8 | Darling Downs | Wind | 925.89 | 2325.8913 | 2325.8913 | 3742.1776 | 3742.1776 | 4383.1234 | 4383.1234 | 4383.1234 | 6361.7318 | 9196.8295 | 10013.355 | 10013.355 | 10013.355 | 10013.355 | 10013.355 | 10013.355 | 10013.355 | 10013.355 | 15690.954 | 15690.954 | 15238.064 | 15238.064 | 15238.064 | 15238.064 | 15238.064
QLD | Q9 | Banana | Wind | 0 | 0.00039139 | 0.00039222 | 0.00049675 | 0.00049964 | 0.0008076 | 0.0008136 | 0.00096006 | 0.0011538 | 0.001542 | 0.0026312 | 0.0026323 | 0.0026359 | 0.0026722 | 0.0026731 | 0.0026739 | 0.0026765 | 0.0029282 | 0.011586 | 0.011834 | 0.011836 | 0.01184 | 818.1785 | 818.1785 | 818.1785
NSW | N1 | North West NSW | Wind | 0 | 0 | 0 | 0 | 0 | 0 | 0 | 0 | 0 | 0 | 0 | 0 | 0 | 0 | 0 | 0 | 0 | 0 | 0 | 0 | 0 | 0 | 0 | 0 | 0
NSW | N2 | New England | Wind | 442.48 | 1006.4549 | 1553.2953 | 2094.1261 | 3156.657 | 4155.6688 | 4155.6688 | 4155.6688 | 4155.6688 | 4246.7974 | 6065.6272 | 6065.6272 | 6065.6272 | 7066.993 | 6894.513 | 6894.513 | 6894.513 | 6894.513 | 6894.513 | 6624.5137 | 6624.513 | 6624.513 | 7400 | 7400 | 7400
NSW | N3 | Central-West Orana | Wind | 113.19 | 1860.0626 | 1860.0626 | 1860.0626 | 1860.0626 | 1860.0626 | 2823.1179 | 2823.1179 | 2823.1179 | 2823.1179 | 2823.1179 | 2823.1179 | 2823.1179 | 2823.1179 | 2823.118 | 2823.118 | 2823.118 | 2823.118 | 2823.118 | 2823.118 | 2823.118 | 2823.118 | 3113.19 | 3113.19 | 3113.1902
NSW | N4 | Broken Hill | Wind | 198.94 | 292.0224 | 308.8852 | 308.8852 | 308.8852 | 308.8852 | 308.8852 | 308.8852 | 308.8852 | 308.8852 | 308.8852 | 308.8852 | 308.8852 | 308.8852 | 308.8852 | 308.8852 | 308.8852 | 308.8853 | 308.8853 | 109.9457 | 109.9457 | 109.9457 | 109.9458 | 109.9466 | 109.9467
NSW | N5 | South West NSW | Wind | 0 | 155.6074 | 155.6086 | 155.6086 | 155.6086 | 155.6086 | 155.6086 | 155.6086 | 155.6086 | 155.6086 | 155.6086 | 155.6086 | 155.6086 | 155.6086 | 155.6086 | 155.6089 | 155.6089 | 155.6089 | 155.6089 | 155.6089 | 155.6089 | 155.6089 | 155.6089 | 155.6095 | 155.6095
NSW | N6 | Wagga Wagga | Wind | 0 | 0.00030038 | 0.00030479 | 0.00030656 | 0.00030788 | 0.00050608 | 0.00055244 | 0.00062633 | 0.00062719 | 0.00062767 | 0.00062799 | 0.00062974 | 0.00063457 | 0.00071785 | 0.00083974 | 0.0011682 | 0.0011703 | 0.0012556 | 0.0012581 | 0.0012603 | 0.0012683 | 0.0013263 | 0.0015603 | 0.0019446 | 0.0019565
NSW | N7 | Tumut | Wind | 0 | 0 | 0 | 0 | 0 | 0 | 0 | 0 | 0 | 0 | 0 | 0 | 0 | 0 | 0 | 0 | 0 | 0 | 0 | 0 | 0 | 0 | 0 | 0 | 0
NSW | N8 | Cooma-Monaro | Wind | 113 | 1325.4514 | 1325.4514 | 1325.4514 | 1325.4514 | 1325.4514 | 1325.4514 | 1325.4514 | 1325.4514 | 1325.4514 | 1325.4514 | 1325.4514 | 1325.4514 | 1325.4515 | 1325.4515 | 1347.7179 | 1234.7179 | 1234.7179 | 1234.7179 | 1234.7179 | 1234.7179 | 1234.7179 | 1234.718 | 1300.7815 | 1300.7816
NSW | N9 | Hunter-Central Coast | Wind | 0 | 3298.921 | 3298.921 | 6530.817 | 6530.817 | 6891.5947 | 6995.4087 | 6995.4087 | 6995.4087 | 6995.4087 | 6995.4087 | 6995.4087 | 6995.4087 | 7578.7485 | 7578.7485 | 7578.7485 | 7578.7485 | 7578.7485 | 7578.7485 | 7578.7485 | 7578.7485 | 7578.7485 | 7621.8755 | 7621.8755 | 7621.8755
VIC | V1 | Ovens Murray | Wind | 0 | 0 | 0 | 0 | 0 | 0 | 0 | 0 | 0 | 0 | 0 | 0 | 0 | 0 | 0 | 0 | 0 | 0 | 0 | 0 | 0 | 0 | 0 | 0 | 0
VIC | V2 | Murray River | Wind | 0 | 0 | 0 | 0 | 0 | 0 | 0 | 0 | 0 | 0 | 0 | 0 | 0 | 0 | 0 | 0 | 0 | 0 | 0 | 0 | 0 | 0 | 0 | 0 | 0
VIC | V3 | Western Victoria | Wind | 1934.5 | 2235.2079 | 2235.2079 | 4120.0977 | 4120.0977 | 4534.5 | 4534.5 | 4534.5 | 4534.5 | 4482 | 4290 | 4290 | 4290 | 4290 | 4290 | 4290 | 4290 | 4290 | 4258.95 | 4127.75 | 3815.75 | 3815.75 | 3815.75 | 3575.75 | 3547.05
VIC | V4 | South West Victoria | Wind | 2082.66 | 3668.2177 | 3668.2177 | 4936.167 | 5077.218 | 6809.1263 | 8722.514 | 9288.79 | 9288.79 | 9288.79 | 9288.79 | 9288.79 | 9288.79 | 9221.59 | 8801.59 | 8801.59 | 8619.89 | 8619.89 | 8600.39 | 8407.79 | 8407.79 | 7544.23 | 7544.23 | 7544.23 | 7544.23
VIC | V5 | Gippsland | Wind | 0 | 754.3984 | 754.3984 | 1418.3977 | 1418.3977 | 1418.3978 | 1418.3978 | 1418.3978 | 1418.3978 | 1418.3978 | 1418.3978 | 1418.3978 | 1418.3978 | 1418.3978 | 1418.3978 | 1418.3978 | 1418.3978 | 1418.3978 | 1418.3978 | 1418.3978 | 1418.3978 | 1418.3978 | 1418.3978 | 1418.3978 | 1418.3978
VIC | V6 | Central North VIC | Wind | 0 | 311.2673 | 311.2673 | 311.2674 | 311.2674 | 311.2682 | 311.2682 | 311.2682 | 311.2682 | 311.2682 | 311.2682 | 311.2682 | 311.2682 | 311.2682 | 311.2682 | 311.2682 | 311.2682 | 311.2682 | 311.2682 | 311.2682 | 311.2682 | 311.2682 | 311.2682 | 311.2683 | 311.2683
SA | S1 | South East SA | Wind | 324.5 | 593.4374 | 593.4374 | 593.4376 | 593.4376 | 1124.5008 | 1727.2268 | 1727.2268 | 1727.2268 | 1727.2268 | 1727.2268 | 1600.7268 | 1600.7269 | 1600.7269 | 1441.7269 | 1641.5278 | 1602.5278 | 1903.3337 | 1903.3337 | 1903.3337 | 1903.3337 | 1903.3337 | 1903.3337 | 2794.8087 | 3200
SA | S2 | Riverland | Wind | 0 | 0.00031578 | 0.00044205 | 0.00048458 | 0.00048705 | 0.00065913 | 0.0011961 | 0.0012001 | 0.0012013 | 0.0012036 | 0.0012046 | 0.0012068 | 0.001214 | 0.0017816 | 0.001784 | 0.0021358 | 0.0021403 | 0.003336 | 0.0033377 | 0.0033441 | 0.0033453 | 0.0033464 | 0.003771 | 0.008531 | 0.012435
SA | S3 | Mid-North SA | Wind | 1343.06 | 1343.0606 | 1343.0611 | 1343.0617 | 1343.0617 | 2543.0605 | 2543.0622 | 2543.0695 | 2543.0695 | 2444.3695 | 2444.3695 | 2372.9695 | 2188.1695 | 2188.1695 | 2188.1695 | 1861.4695 | 1861.4695 | 5261.4598 | 5261.4598 | 5047.5998 | 5047.5998 | 4916.7998 | 4916.7998 | 4916.8 | 4916.8
SA | S4 | Yorke Peninsula | Wind | 90.75 | 90.7508 | 90.751 | 90.7511 | 90.7511 | 0.0013718 | 400.0017 | 400.0017 | 400.0017 | 400.0017 | 400.0017 | 400.0017 | 400.0017 | 400.002 | 400.002 | 400.0101 | 400.0101 | 400.0102 | 400.0102 | 400.0102 | 400.0102 | 400.0102 | 400.0103 | 400.0304 | 1400.0004
SA | S5 | Northern SA | Wind | 422.4 | 422.4 | 422.4 | 422.4 | 422.4 | 422.4 | 422.4 | 422.4 | 422.4 | 422.4 | 422.4 | 422.4 | 422.4 | 422.4 | 422.4 | 422.4 | 422.4 | 422.4 | 422.4 | 422.4 | 422.4 | 210 | 210 | 210 | 210
SA | S6 | Leigh Creek | Wind | 0 | 600.0032 | 600.0032 | 1733.1522 | 2896.8657 | 4261.385 | 4335.6812 | 4335.6812 | 4335.6812 | 4335.6812 | 4335.6812 | 4335.6812 | 4335.6812 | 8334.535 | 8334.535 | 8334.535 | 8334.535 | 8334.535 | 8334.535 | 8334.535 | 8334.535 | 8334.535 | 8590.054 | 10734.164 | 14321.224
SA | S7 | Roxby Downs | Wind | 0 | 0 | 0 | 0 | 0 | 0 | 0 | 0 | 0 | 0 | 0 | 0 | 0 | 0 | 0 | 0 | 0 | 0 | 0 | 0 | 0 | 0 | 0 | 0 | 0
SA | S8 | Eastern Eyre Peninsula | Wind | 136 | 136.0006 | 136.001 | 136.0026 | 136.0026 | 559.3996 | 1095.1745 | 1095.1745 | 1095.1745 | 1095.1745 | 1095.1745 | 1025.1745 | 1025.1745 | 2098.1931 | 2098.1931 | 2098.1931 | 2098.1931 | 2098.1931 | 2098.1931 | 2098.1931 | 2098.1931 | 2098.1931 | 2300 | 2300 | 2300.0001
SA | S9 | Western Eyre Peninsula | Wind | 0 | 987.5888 | 1363.9659 | 1445.7126 | 1445.7126 | 1445.7126 | 1455.3904 | 1455.3904 | 1455.3904 | 1455.3904 | 1455.3905 | 1455.3905 | 1455.3905 | 1500 | 1500 | 1500 | 1500 | 1500 | 1500 | 1500 | 1500 | 1500 | 1500.0001 | 1500.0001 | 1500.0002
TAS | T1 | North East Tasmania | Wind | 168 | 168 | 168.0003 | 168.0004 | 168.0006 | 1531.0706 | 1568 | 1568 | 1568 | 1568 | 1568 | 1568 | 1568 | 1568.0001 | 1568.0001 | 2163.8202 | 2163.8202 | 2163.8202 | 2163.8202 | 2163.8202 | 2163.8202 | 2163.8202 | 2163.8202 | 2163.8202 | 5515.845
TAS | T2 | North West Tasmania | Wind | 251.35 | 251.35 | 251.3505 | 251.3505 | 258.2344 | 491.434 | 5464.3053 | 6589.677 | 7703.469 | 7703.469 | 7703.469 | 7703.469 | 7703.469 | 9995.275 | 9995.275 | 9995.276 | 9995.276 | 9995.276 | 9995.276 | 9995.276 | 9995.276 | 9995.276 | 9995.276 | 9995.276 | 11612.276
TAS | T3 | Central Highlands | Wind | 144 | 144.0001 | 427.2075 | 1154.8216 | 2956.7599 | 3937.944 | 4472.3633 | 5161.3975 | 5455.065 | 5455.065 | 5750.613 | 5750.613 | 5750.613 | 8428.537 | 8428.537 | 8428.537 | 8428.537 | 8428.537 | 8428.537 | 8428.537 | 8284.537 | 8284.537 | 8284.537 | 8284.537 | 8284.537
Region | REZ | REZ Name | Technology | 2024-25 | 2025-26 | 2026-27 | 2027-28 | 2028-29 | 2029-30 | 2030-31 | 2031-32 | 2032-33 | 2033-34 | 2034-35 | 2035-36 | 2036-37 | 2037-38 | 2038-39 | 2039-40 | 2040-41 | 2041-42 | 2042-43 | 2043-44 | 2044-45 | 2045-46 | 2046-47 | 2047-48 | 2048-49
NSW | O1 | Hunter Coast | Offshore Wind | 0 | 0 | 0 | 0 | 0 | 0 | 0 | 0 | 0 | 0 | 0 | 0 | 0 | 0 | 0 | 0 | 0 | 0.00010334 | 0.00010471 | 0.00011816 | 0.0001189 | 0.00012075 | 0.00013772 | 0.00013922 | 0.0001631
NSW | O2 | Illawarra Coast | Offshore Wind | 0 | 0 | 0 | 0.00014981 | 0.00014983 | 0.00014989 | 0.0018424 | 0.0018425 | 0.0018425 | 0.0018425 | 0.0018425 | 0.0018425 | 0.0018425 | 0.0018425 | 0.0018425 | 0.0019434 | 0.0019442 | 0.0019482 | 0.0019494 | 0.0019604 | 0.0019617 | 0.001963 | 0.0019832 | 0.0019875 | 0.0020134
VIC | O3 | Gippsland Coast | Offshore Wind | 0 | 0 | 0 | 0.00011557 | 0.0001226 | 0.0007516 | 999.9995 | 1999.9993 | 3332.9993 | 3332.9993 | 4999.9985 | 4999.9985 | 5426.4116 | 5682.3965 | 5682.3966 | 5935.1227 | 5935.1227 | 5935.1227 | 5935.1227 | 5935.1227 | 5935.1227 | 5935.1227 | 5935.1227 | 5935.1227 | 5935.1227
TAS | O4 | North West Tasmania Coast | Offshore Wind | 0 | 0 | 0 | 0 | 0 | 0 | 0.00015145 | 0.00027219 | 0.00031331 | 0.00031358 | 0.00031434 | 0.00031464 | 0.00031519 | 0.0003188 | 0.00031999 | 0.00070173 | 0.0007033 | 0.00070379 | 0.00070464 | 0.00070708 | 0.00070807 | 0.00070889 | 0.00071372 | 0.00072966 | 0.00083841
VIC | O5 | Portland Coast | Offshore Wind | 0 | 0 | 0 | 0 | 0 | 0.00014449 | 0.00042066 | 0.00068247 | 0.00069307 | 0.00069824 | 0.0011598 | 0.0011723 | 573.5882 | 1317.6035 | 2317.6035 | 3064.8771 | 3064.8771 | 3064.8773 | 3064.8771 | 3064.8773 | 3064.8771 | 3064.8771 | 3064.8771 | 3064.8771 | 3064.8772
SA | O6 | South East SA Coast | Offshore Wind | 0 | 0 | 0 | 0 | 0 | 0 | 0.00013681 | 0.00014249 | 0.00019036 | 0.00019157 | 0.00019203 | 0.00019231 | 0.00019327 | 0.00021078 | 0.00021151 | 0.00024858 | 0.00024919 | 0.0003353 | 0.00033584 | 0.0004395 | 0.00044045 | 0.00044198 | 0.00045192 | 0.0005324 | 0.00067744

## O3C_VOM Cost
VOM cost by technology ($000s) - O3C, Green Energy Exports Scenario
VOM | Real June 2023 dollars discounted to 1 July 2023
Explicitly modelled generation
Region | Technology | 2024-25 | 2025-26 | 2026-27 | 2027-28 | 2028-29 | 2029-30 | 2030-31 | 2031-32 | 2032-33 | 2033-34 | 2034-35 | 2035-36 | 2036-37 | 2037-38 | 2038-39 | 2039-40 | 2040-41 | 2041-42 | 2042-43 | 2043-44 | 2044-45 | 2045-46 | 2046-47 | 2047-48 | 2048-49
NEM | Black Coal | 301178.7841 | 154302.6704 | 140653.2585 | 89068.1306 | 72142.1208 | 38956.144 | 8885.6885 | 3624.616 | 3223.8635 | 0 | 0 | 0 | 0 | 0 | 0 | 0 | 0 | 0 | 0 | 0 | 0 | 0 | 0 | 0 | 0
NEM | Brown Coal | 72670.0535 | 67517.0175 | 59452.0245 | 31329.3825 | 12659.415 | 11770.585 | 10407.974 | 0 | 0 | 0 | 0 | 0 | 0 | 0 | 0 | 0 | 0 | 0 | 0 | 0 | 0 | 0 | 0 | 0 | 0
NEM | CCGT | 78117.0748 | 17001.7828 | 12204.2684 | 15207.0608 | 12281.6925 | 6842.5542 | 7194.3882 | 4016.7728 | 5163.095 | 3304.4393 | 5859.9782 | 3556.3921 | 2664.9671 | 2514.0302 | 2296.5339 | 2184.3919 | 1912.7216 | 1900.2027 | 1759.9843 | 1657.6282 | 1512.2435 | 1405.3502 | 1275.933 | 1263.2574 | 1189.2367
NEM | Gas - Steam | 506.7385 | 99.3449 | 117.0407 | 167.5288 | 406.8629 | 235.673 | 269.957 | 9.6349 | 189.7356 | 1.2479e-05 | 214.7181 | 128.9853 | 1.021e-05 | 319.2424 | 1.0562e-05 | 0 | 0 | 0 | 0 | 0 | 0 | 0 | 0 | 0 | 0
NEM | OCGT / Diesel | 16203.9234 | 2169.6442 | 1688.6234 | 2620.025 | 5293.4562 | 2642.2569 | 3066.7501 | 122.7097 | 1888.9338 | 29.1967 | 3240.9744 | 1417.2774 | 7.0529 | 3631.7008 | 112.8932 | 1.8153 | 276.7748 | 1.7423 | 0.00063584 | 1.6045 | 0.00048305 | 0.0004498 | 0.00041745 | 0.00036913 | 0.00035648
NEM | Hydro | 129221.1038 | 101734.1871 | 88549.3457 | 91285.859 | 93993.9015 | 94357.1531 | 56136.0504 | 55612.3613 | 48142.9426 | 58045.4023 | 49557.3865 | 38359.1516 | 32174.5226 | 39906.1245 | 39085.7623 | 27530.6058 | 28985.0967 | 23849.4431 | 27030.7307 | 26906.6104 | 19532.9775 | 13027.989 | 24130.7543 | 23584.4606 | 18054.6612
NEM | Hydrogen Turbine | 0 | 0 | 0 | 0 | 0 | 0 | 55.9772 | 73.3808 | 87.4388 | 102.4501 | 181.5324 | 146.2661 | 200.5842 | 243.9689 | 148.1738 | 328.8012 | 367.871 | 389.4795 | 236.4282 | 389.6758 | 258.0574 | 275.1564 | 431.5411 | 299.984 | 395.0471
NEM | Wind | 3115.0882 | 6826.708 | 7061.6239 | 8790.3965 | 9611.6165 | 11377.6135 | 13316.507 | 14232.9489 | 13620.7858 | 13038.5854 | 12801.792 | 12638.9652 | 12403.8479 | 12426.4955 | 12195.4272 | 11371.6532 | 11091.3829 | 10203.4409 | 9916.632 | 9277.1435 | 9218.8007 | 9196.0608 | 9138.7118 | 9076.7392 | 8671.6473
NEM | Solar PV | 1899.3942 | 2671.2401 | 2721.6041 | 2833.3821 | 3464.5103 | 3783.9638 | 4030.6922 | 4589.0389 | 5360.9747 | 5525.2849 | 5015.9759 | 4982.464 | 4906.4768 | 4334.9614 | 4332.2887 | 4691.9112 | 4644.1827 | 5325.5003 | 5558.3739 | 5815.4322 | 5903.8403 | 5738.6998 | 5329.1148 | 5198.8854 | 5274.2326
NEM | Grid Battery | 122.0756 | 1474.7031 | 1582.9272 | 1593.1583 | 1550.4273 | 1482.4212 | 1364.5703 | 1722.6784 | 2286.1027 | 2542.1294 | 2024.7005 | 2042.2923 | 2143.3891 | 1605.4603 | 1524.3423 | 1436.79 | 1384.7811 | 1890.4359 | 2100.5479 | 2373.5417 | 2554.8314 | 2195.7093 | 1972.0983 | 1664.6552 | 1367.4866
NEM | PHES | 6348.8077 | 5468.3599 | 5713.2872 | 4569.9341 | 15324.3152 | 23442.5597 | 21266.6087 | 20574.1483 | 19190.6639 | 22604.1196 | 17805.1523 | 14177.4257 | 14908.4191 | 13975.0967 | 15569.8086 | 12400.5672 | 11752.5615 | 12222.5708 | 12008.9532 | 9820.1519 | 8371.4538 | 8513.9304 | 12698.5065 | 8846.762 | 6249.4725
NEM | VPP | 25.5018 | 43.2293 | 65.9369 | 88.4534 | 123.8077 | 172.7644 | 197.6918 | 215.8968 | 256.7601 | 297.9942 | 289.2445 | 312.6659 | 331.0624 | 307.4866 | 326.5169 | 323.2898 | 323.399 | 331.9215 | 343.2286 | 339.5158 | 347.1512 | 345.8136 | 328.9369 | 306.6259 | 314.0395
Total |  | 609408.5454 | 359308.8872 | 319809.9405 | 247553.3112 | 226852.1259 | 195063.6888 | 126192.8554 | 104794.1868 | 99411.2967 | 105489.6017 | 96991.4547 | 77761.8856 | 69740.3219 | 79264.5673 | 75591.7469 | 60269.8257 | 60738.7712 | 56114.7371 | 58954.8795 | 56581.3041 | 47699.3562 | 40698.7101 | 55305.5971 | 50241.3699 | 41515.8239
Region | Technology | 2024-25 | 2025-26 | 2026-27 | 2027-28 | 2028-29 | 2029-30 | 2030-31 | 2031-32 | 2032-33 | 2033-34 | 2034-35 | 2035-36 | 2036-37 | 2037-38 | 2038-39 | 2039-40 | 2040-41 | 2041-42 | 2042-43 | 2043-44 | 2044-45 | 2045-46 | 2046-47 | 2047-48 | 2048-49
NSW1 | Black Coal | 167870.661 | 63378.4077 | 55190.0985 | 35286.356 | 31135.022 | 11359.305 | 5183.377 | 0 | 0 | 0 | 0 | 0 | 0 | 0 | 0 | 0 | 0 | 0 | 0 | 0 | 0 | 0 | 0 | 0 | 0
NSW1 | Brown Coal | 0 | 0 | 0 | 0 | 0 | 0 | 0 | 0 | 0 | 0 | 0 | 0 | 0 | 0 | 0 | 0 | 0 | 0 | 0 | 0 | 0 | 0 | 0 | 0 | 0
NSW1 | CCGT | 19110.422 | 4810.5932 | 2639.2666 | 4087.0779 | 2103.8539 | 769.1374 | 678.5367 | 412.528 | 804.8402 | 23.8287 | 604.173 | 244.1955 | 0.0001152 | 40.7408 | 0.00010241 | 0.00010099 | 8.9507e-05 | 8.5162e-05 | 7.8432e-05 | 4.5185e-05 | 4.1844e-05 | 3.9174e-05 | 3.6775e-05 | 3.4622e-05 | 3.2895e-05
NSW1 | Gas - Steam | 0 | 0 | 0 | 0 | 0 | 0 | 0 | 0 | 0 | 0 | 0 | 0 | 0 | 0 | 0 | 0 | 0 | 0 | 0 | 0 | 0 | 0 | 0 | 0 | 0
NSW1 | OCGT / Diesel | 1.832 | 0.32778 | 0.00045673 | 57.4904 | 10.5566 | 20.0673 | 12.7991 | 0.00028688 | 0.00031441 | 0.00024792 | 66.4976 | 0.0002179 | 0.00020281 | 181.6829 | 0.00018047 | 0.00017425 | 0.00015881 | 0.00015185 | 0.00014027 | 0.00013795 | 7.7181e-05 | 7.239e-05 | 6.8394e-05 | 6.4417e-05 | 6.152e-05
NSW1 | Hydro | 19594.8838 | 20656.7853 | 19748.1797 | 15047.0504 | 19938.0273 | 15548.8589 | 11076.9328 | 9507.3056 | 7945.4859 | 9954.9358 | 9944.8898 | 8226.8683 | 5817.5998 | 9299.2995 | 7259.6332 | 5724.0696 | 5160.4283 | 4649.0895 | 5638.0096 | 5564.3649 | 4391.8193 | 3510.2817 | 5944.1133 | 5119.1681 | 4747.4419
NSW1 | Hydrogen Turbine | 0 | 0 | 0 | 0 | 0 | 0 | 18.7435 | 34.0492 | 46.6685 | 61.4969 | 70.2387 | 63.2506 | 88.0092 | 96.5207 | 67.4153 | 126.9595 | 153.1306 | 148.6394 | 89.7654 | 168.4003 | 86.6163 | 121.8286 | 141.5875 | 103.5436 | 142.8471
NSW1 | Wind | 731.8036 | 2201.9445 | 2237.1738 | 2629.8628 | 2812.88 | 2726.6898 | 2790.9201 | 2641.0697 | 2558.1497 | 2453.0855 | 2362.7904 | 2311.1524 | 2249.3411 | 2262.3512 | 1970.1642 | 1858.8682 | 1699.8858 | 1603.1772 | 1523.4484 | 1354.3397 | 1356.6468 | 1264.6629 | 1304.0948 | 1091.7371 | 1034.7743
NSW1 | Solar PV | 778.8983 | 1454.7499 | 1539.8878 | 1390.5386 | 1296.3714 | 1529.0505 | 1480.5666 | 1614.6985 | 1625.4315 | 1563.1336 | 1361.4649 | 1364.8023 | 1314.5205 | 1089.8663 | 1086.163 | 1245.795 | 1170.2245 | 1253.6593 | 1211.7991 | 1188.1027 | 1219.1736 | 1083.3813 | 992.2778 | 927.9574 | 896.4242
NSW1 | Grid Battery | 32.6716 | 924.0579 | 941.2575 | 837.3184 | 718.2598 | 765.7308 | 740.0065 | 962.2257 | 1047.777 | 1025.4746 | 845.6605 | 878.2165 | 855.1425 | 662.0257 | 643.3329 | 637.7064 | 586.0158 | 652.3749 | 624.9891 | 700.2689 | 760.7288 | 467.912 | 392.812 | 353.2704 | 348.0715
NSW1 | PHES | 1229.3993 | 1384.3935 | 1701.1383 | 1234.2411 | 11838.3902 | 18742.6617 | 11707.0727 | 9087.2071 | 10366.9436 | 10192.4569 | 9313.8456 | 6527.7823 | 7184.7677 | 5819.8198 | 7068.4517 | 5584.2115 | 4416.3845 | 5256.5183 | 5907.6383 | 6204.5593 | 3800.3248 | 3883.3249 | 6458.7331 | 3945.6595 | 2852.2765
NSW1 | VPP | 6.8015 | 14.8523 | 24.1798 | 33.7309 | 44.1073 | 64.7593 | 76.2521 | 85.0834 | 101.4318 | 115.9643 | 110.2085 | 122.5675 | 128.68 | 120.0036 | 130.5188 | 131.8094 | 129.4704 | 133.8238 | 135.9519 | 128.6741 | 135.0399 | 134.8952 | 126.2633 | 122.2347 | 119.4717
Total |  | 209357.3731 | 94826.1121 | 84021.1826 | 60603.6665 | 69897.4684 | 51526.2607 | 33765.207 | 24344.1676 | 24496.7284 | 25390.3764 | 24679.7691 | 19738.8356 | 17638.0612 | 19572.3106 | 18225.6794 | 15309.4199 | 13315.5402 | 13697.2826 | 15131.602 | 15308.7101 | 11750.3497 | 10466.2867 | 15359.8818 | 11663.571 | 10141.3073
Region | Technology | 2024-25 | 2025-26 | 2026-27 | 2027-28 | 2028-29 | 2029-30 | 2030-31 | 2031-32 | 2032-33 | 2033-34 | 2034-35 | 2035-36 | 2036-37 | 2037-38 | 2038-39 | 2039-40 | 2040-41 | 2041-42 | 2042-43 | 2043-44 | 2044-45 | 2045-46 | 2046-47 | 2047-48 | 2048-49
QLD1 | Black Coal | 133308.1231 | 90924.2627 | 85463.16 | 53781.7746 | 41007.0988 | 27596.839 | 3702.3115 | 3624.616 | 3223.8635 | 0 | 0 | 0 | 0 | 0 | 0 | 0 | 0 | 0 | 0 | 0 | 0 | 0 | 0 | 0 | 0
QLD1 | Brown Coal | 0 | 0 | 0 | 0 | 0 | 0 | 0 | 0 | 0 | 0 | 0 | 0 | 0 | 0 | 0 | 0 | 0 | 0 | 0 | 0 | 0 | 0 | 0 | 0 | 0
QLD1 | CCGT | 38310.0853 | 7868.4467 | 7678.6945 | 9035.3199 | 7944.3321 | 5702.557 | 5002.6328 | 3527.5949 | 3536.2692 | 3280.6102 | 4434.7779 | 2852.4727 | 2664.9667 | 2473.2892 | 2296.5337 | 2184.3916 | 1912.7213 | 1900.2025 | 1759.9841 | 1657.628 | 1512.2433 | 1405.3501 | 1275.9328 | 1263.2572 | 1189.2365
QLD1 | Gas - Steam | 0 | 0 | 0 | 0 | 0 | 0 | 0 | 0 | 0 | 0 | 0 | 0 | 0 | 0 | 0 | 0 | 0 | 0 | 0 | 0 | 0 | 0 | 0 | 0 | 0
QLD1 | OCGT / Diesel | 0.00053458 | 0.00045775 | 0.00042918 | 0.00046615 | 25.6472 | 0.00037412 | 0.00033605 | 0.00029801 | 0.00028945 | 0.00024375 | 0.00023606 | 0.00016448 | 0.00015534 | 0.00015005 | 0.0001379 | 0.00013197 | 0.00012159 | 0.00011448 | 0.00010769 | 0.00010589 | 9.4057e-05 | 8.8728e-05 | 8.3735e-05 | 7.8551e-05 | 7.5218e-05
QLD1 | Hydro | 4822.6196 | 3792.3157 | 3474.7425 | 3185.732 | 3124.1426 | 2959.0797 | 2681.4503 | 2525.0248 | 2469.818 | 2377.4835 | 2076.2096 | 1948.8858 | 1709.3079 | 552.1793 | 527.534 | 295.248 | 345.0277 | 395.9893 | 0 | 0 | 0 | 0 | 0 | 0 | 0
QLD1 | Hydrogen Turbine | 0 | 0 | 0 | 0 | 0 | 0 | 23.5697 | 21.1462 | 18.9696 | 14.9077 | 83.218 | 54.9053 | 70.6108 | 92.3845 | 33.0081 | 48.3324 | 32.304 | 48.4395 | 37.4078 | 23.48 | 40.9078 | 72.1053 | 77.1447 | 39.1434 | 37.5468
QLD1 | Wind | 468.4121 | 2052.1902 | 1919.2646 | 2335.4069 | 2377.0492 | 2957.798 | 3654.9295 | 3900.3372 | 3799.5948 | 3744.2703 | 3978.7426 | 3894.1472 | 3707.46 | 3587.7836 | 3609.1562 | 3582.5657 | 3428.2235 | 3144.7154 | 3363.6058 | 3132.0367 | 3132.0287 | 3633.4789 | 3757.7196 | 3856.9705 | 3655.254
QLD1 | Solar PV | 724.4602 | 438.3801 | 381.1508 | 429.4787 | 666.9589 | 849.7882 | 878.989 | 1100.5818 | 1389.2372 | 1550.6444 | 1721.1755 | 1627.0351 | 1523.9581 | 1402.6269 | 1455.8728 | 1439.1436 | 1636.4635 | 1702.8972 | 2210.8332 | 2265.9451 | 2314.5111 | 2455.2896 | 2320.2941 | 2319.0946 | 2253.8183
QLD1 | Grid Battery | 38.6952 | 109.6033 | 130.5158 | 124.7342 | 149.5711 | 132.899 | 114.9876 | 107.3143 | 217.4717 | 383.7568 | 359.7589 | 315.6148 | 295.4622 | 280.2321 | 254.8375 | 209.9096 | 334.7274 | 409.9537 | 720.6542 | 738.8222 | 796.0822 | 785.2125 | 694.3997 | 584.3466 | 436.3487
QLD1 | PHES | 5119.4084 | 4083.9664 | 4012.1489 | 3335.693 | 2981.3238 | 4263.1158 | 8857.3593 | 10882.4779 | 8181.4168 | 11770.1391 | 8038.3125 | 7111.2083 | 7213.4842 | 7741.5135 | 8079.9674 | 6464.9277 | 7066.9366 | 6692.6399 | 5774.8534 | 3375.2474 | 4313.1643 | 4375.4121 | 5957.141 | 4626.5226 | 3159.1703
QLD1 | VPP | 3.6917 | 9.2059 | 14.2201 | 20.5155 | 31.1947 | 44.9711 | 50.487 | 58.9411 | 65.5547 | 78.6237 | 82.621 | 83.4706 | 88.3842 | 85.1795 | 84.1714 | 83.9274 | 97.5879 | 87.1842 | 95.6898 | 103.0553 | 100.3854 | 97.8307 | 92.658 | 77.8346 | 87.5472
Total |  | 182795.4961 | 109278.3714 | 103073.8978 | 72248.6553 | 58307.3184 | 44507.0482 | 24966.7171 | 25748.0345 | 22902.1957 | 23200.4361 | 20774.8162 | 17887.7398 | 17273.6342 | 16215.1887 | 16341.0813 | 14308.4463 | 14853.9921 | 14382.0218 | 13963.0286 | 11296.2147 | 12209.323 | 12824.6793 | 14175.29 | 12767.1695 | 10818.9219
Region | Technology | 2024-25 | 2025-26 | 2026-27 | 2027-28 | 2028-29 | 2029-30 | 2030-31 | 2031-32 | 2032-33 | 2033-34 | 2034-35 | 2035-36 | 2036-37 | 2037-38 | 2038-39 | 2039-40 | 2040-41 | 2041-42 | 2042-43 | 2043-44 | 2044-45 | 2045-46 | 2046-47 | 2047-48 | 2048-49
VIC1 | Black Coal | 0 | 0 | 0 | 0 | 0 | 0 | 0 | 0 | 0 | 0 | 0 | 0 | 0 | 0 | 0 | 0 | 0 | 0 | 0 | 0 | 0 | 0 | 0 | 0 | 0
VIC1 | Brown Coal | 72670.0535 | 67517.0175 | 59452.0245 | 31329.3825 | 12659.415 | 11770.585 | 10407.974 | 0 | 0 | 0 | 0 | 0 | 0 | 0 | 0 | 0 | 0 | 0 | 0 | 0 | 0 | 0 | 0 | 0 | 0
VIC1 | CCGT | 0 | 0.00015274 | 0.00014102 | 0.00013715 | 0.00012811 | 0.00011881 | 0.00011044 | 0.00010254 | 9.7231e-05 | 8.908e-05 | 8.559e-05 | 7.8296e-05 | 7.2604e-05 | 6.9904e-05 | 6.3767e-05 | 6.0426e-05 | 5.5847e-05 | 5.2305e-05 | 4.8677e-05 | 4.6171e-05 | 4.2579e-05 | 3.9741e-05 | 3.7301e-05 | 3.5032e-05 | 3.3134e-05
VIC1 | Gas - Steam | 211.3123 | 81.2721 | 117.0407 | 167.5288 | 406.8629 | 235.673 | 269.957 | 9.6349 | 189.7356 | 1.2479e-05 | 214.7181 | 128.9853 | 1.021e-05 | 319.2424 | 1.0562e-05 | 0 | 0 | 0 | 0 | 0 | 0 | 0 | 0 | 0 | 0
VIC1 | OCGT / Diesel | 8548.4668 | 1266.7181 | 1204.8816 | 2018.6491 | 4316.4828 | 2578.7372 | 2381.0112 | 117.5412 | 1525.7636 | 28.5143 | 2217.5526 | 1162.7644 | 5.0497 | 2547.1084 | 112.8925 | 0.00022253 | 192.7917 | 0.00018142 | 0.00013526 | 0.00013805 | 0.00011904 | 0.00011066 | 0.000105 | 7.556e-05 | 7.2719e-05
VIC1 | Hydro | 22830.9427 | 21681.9334 | 19214.6094 | 15032.6361 | 21211.3634 | 16497.767 | 13296.3626 | 12451.0602 | 10516.2463 | 12204.6703 | 11537.0817 | 10388.444 | 8090.9279 | 11425.9007 | 8999.1985 | 7217.7586 | 6718.2208 | 5754.4439 | 6601.9453 | 6311.8219 | 5668.6971 | 4417.5881 | 6250.4749 | 5866.169 | 5440.6689
VIC1 | Hydrogen Turbine | 0 | 0 | 0 | 0 | 0 | 0 | 0 | 0 | 0 | 0 | 0 | 1.8406 | 10.2689 | 18.439 | 16.7378 | 69.1279 | 100.4022 | 111.9393 | 44.4529 | 120.3673 | 62.1357 | 41.9279 | 141.8134 | 93.9853 | 149.2642
VIC1 | Wind | 1069.0092 | 1641.5493 | 1685.6539 | 2249.363 | 2163.6269 | 2437.9313 | 2572.6115 | 2996.3585 | 2803.7797 | 2742.459 | 2724.8872 | 2692.7879 | 2725.661 | 2435.8618 | 2508.912 | 2291.0849 | 2306.9608 | 1984.8571 | 1913.3873 | 1813.1948 | 1782.4892 | 1639.1757 | 1462.0266 | 1442.5502 | 1276.035
VIC1 | Solar PV | 274.2469 | 379.1494 | 403.5375 | 619.0813 | 940.0049 | 870.3709 | 802.0766 | 794.9166 | 1042.1362 | 1007.0666 | 854.5885 | 854.0598 | 814.8802 | 703.6826 | 690.662 | 623.5107 | 565.8199 | 575.9771 | 545.0769 | 495.9922 | 496.3131 | 461.4484 | 409.912 | 409.5323 | 379.7213
VIC1 | Grid Battery | 23.8675 | 250.0174 | 310.6898 | 429.807 | 473.4222 | 425.3374 | 354.5613 | 304.1604 | 475.9853 | 454.357 | 363.1699 | 357.08 | 345.8936 | 267.2072 | 265.8535 | 228.9695 | 185.5816 | 194.6331 | 200.8134 | 171.3373 | 172.9539 | 131.3846 | 111.2689 | 63.1914 | 59.2463
VIC1 | PHES | 0 | 0 | 0 | 0 | 402.79 | 353.2507 | 300.4985 | 227.9173 | 247.2308 | 257.9229 | 190.0669 | 198.8857 | 206.8848 | 162.4476 | 142.9335 | 132.7768 | 101.1799 | 108.524 | 124.3353 | 97.3225 | 98.3942 | 118.0516 | 112.1076 | 100.2027 | 87.7359
VIC1 | VPP | 7.6479 | 12.0441 | 18.0573 | 23.2921 | 32.7972 | 45.0845 | 49.03 | 48.8973 | 60.3587 | 67.4819 | 63.9732 | 69.8621 | 73.1667 | 67.0857 | 75.3538 | 72.5912 | 61.9765 | 68.2501 | 69.7782 | 68.947 | 70.1473 | 72.4794 | 70.329 | 67.4297 | 70.6798
Total |  | 105635.5468 | 92829.7015 | 82406.4949 | 51869.74 | 42606.7654 | 35214.737 | 30434.0828 | 16950.4866 | 16861.2364 | 16762.472 | 18166.0381 | 15854.7098 | 12272.7329 | 17946.9754 | 12812.5436 | 10635.8198 | 10232.9334 | 8798.6249 | 9499.7895 | 9078.9831 | 8351.1306 | 6882.0559 | 8557.9327 | 8043.0608 | 7463.3515
Region | Technology | 2024-25 | 2025-26 | 2026-27 | 2027-28 | 2028-29 | 2029-30 | 2030-31 | 2031-32 | 2032-33 | 2033-34 | 2034-35 | 2035-36 | 2036-37 | 2037-38 | 2038-39 | 2039-40 | 2040-41 | 2041-42 | 2042-43 | 2043-44 | 2044-45 | 2045-46 | 2046-47 | 2047-48 | 2048-49
SA1 | Black Coal | 0 | 0 | 0 | 0 | 0 | 0 | 0 | 0 | 0 | 0 | 0 | 0 | 0 | 0 | 0 | 0 | 0 | 0 | 0 | 0 | 0 | 0 | 0 | 0 | 0
SA1 | Brown Coal | 0 | 0 | 0 | 0 | 0 | 0 | 0 | 0 | 0 | 0 | 0 | 0 | 0 | 0 | 0 | 0 | 0 | 0 | 0 | 0 | 0 | 0 | 0 | 0 | 0
SA1 | CCGT | 20696.5675 | 4322.7427 | 1886.307 | 2084.6627 | 2233.5063 | 370.8595 | 1513.2185 | 76.6497 | 821.9854 | 0.00014285 | 821.0271 | 459.7237 | 0.00011616 | 6.7961e-05 | 6.2149e-05 | 5.8712e-05 | 5.4464e-05 | 5.1439e-05 | 4.7802e-05 | 4.5633e-05 | 4.1965e-05 | 3.9173e-05 | 3.6833e-05 | 3.4646e-05 | 3.309e-05
SA1 | Gas - Steam | 295.4262 | 18.0727 | 0 | 0 | 0 | 0 | 0 | 0 | 0 | 0 | 0 | 0 | 0 | 0 | 0 | 0 | 0 | 0 | 0 | 0 | 0 | 0 | 0 | 0 | 0
SA1 | OCGT / Diesel | 7651.6341 | 902.5976 | 483.7406 | 529.0777 | 940.7693 | 43.4518 | 519.2294 | 5.1676 | 363.169 | 0.68172 | 568.5157 | 2.3124 | 2.0027 | 383.2154 | 0.00021515 | 1.8146 | 0.00019106 | 1.7417 | 0.00016922 | 1.6041 | 0.00011886 | 0.0001097 | 9.5275e-05 | 8.9813e-05 | 8.6267e-05
SA1 | Hydro | 0 | 0 | 0 | 0 | 0 | 0 | 0 | 0 | 0 | 0 | 0 | 0 | 0 | 0 | 0 | 0 | 0 | 0 | 0 | 0 | 0 | 0 | 0 | 0 | 0
SA1 | Hydrogen Turbine | 0 | 0 | 0 | 0 | 0 | 0 | 12.9934 | 16.9818 | 20.0973 | 23.8819 | 25.6096 | 23.4789 | 29.2973 | 31.4078 | 29.124 | 74.708 | 72.8021 | 71.0934 | 60.4343 | 68.2804 | 59.5702 | 38.9061 | 62.3187 | 60.5268 | 57.1673
SA1 | Wind | 682.0605 | 762.3318 | 956.6092 | 1055.4677 | 1260.9163 | 1672.5928 | 1848.725 | 1865.6432 | 1615.7797 | 1584.4992 | 1290.6515 | 1371.7031 | 1308.9968 | 1608.2711 | 1516.2444 | 1445.4133 | 1418.9898 | 1535.2746 | 1402.6204 | 1255.3041 | 1318.2297 | 1162.022 | 1142.8807 | 1235.7169 | 1327.1919
SA1 | Solar PV | 121.7888 | 398.9606 | 397.0279 | 394.2834 | 561.1752 | 534.7542 | 839.9544 | 1041.6357 | 1173.2834 | 1273.6184 | 965.9792 | 1023.2914 | 1146.3135 | 1060.7551 | 1018.5528 | 1013.8537 | 939.3588 | 1471.3643 | 1268.2084 | 1575.7416 | 1593.29 | 1492.0697 | 1390.1947 | 1328.8312 | 1304.1095
SA1 | Grid Battery | 26.8412 | 191.0243 | 200.4638 | 201.2986 | 209.1739 | 158.4538 | 155.0146 | 348.976 | 544.8669 | 678.5394 | 456.1095 | 491.3794 | 646.8892 | 395.9918 | 360.3153 | 360.201 | 278.4531 | 633.4712 | 554.0884 | 763.1107 | 825.0638 | 811.1975 | 773.6157 | 663.8448 | 523.8166
SA1 | PHES | 0 | 0 | 0 | 0 | 0 | 0 | 0 | 0 | 0 | 0 | 0 | 0 | 0 | 0 | 0 | 0 | 0 | 0 | 0 | 0 | 0 | 0 | 0 | 0 | 0
SA1 | VPP | 7.2588 | 7.0898 | 9.3444 | 10.8324 | 14.5114 | 16.4449 | 20.2041 | 21.0008 | 26.8359 | 32.8414 | 29.8981 | 33.6194 | 37.2318 | 32.0779 | 32.2791 | 31.0828 | 30.3763 | 38.5989 | 37.2133 | 35.19 | 37.638 | 36.9492 | 35.6465 | 34.4266 | 31.6428
Total |  | 29481.5771 | 6602.8197 | 3933.4931 | 4275.6224 | 5220.0525 | 2796.5568 | 4909.3395 | 3376.0548 | 4566.0176 | 3594.0622 | 4157.7907 | 3405.5082 | 3170.7313 | 3511.7192 | 2956.5158 | 2927.0735 | 2739.9803 | 3751.5442 | 3322.5651 | 3699.231 | 3833.7918 | 3541.1447 | 3404.6564 | 3323.3464 | 3243.9281
Region | Technology | 2024-25 | 2025-26 | 2026-27 | 2027-28 | 2028-29 | 2029-30 | 2030-31 | 2031-32 | 2032-33 | 2033-34 | 2034-35 | 2035-36 | 2036-37 | 2037-38 | 2038-39 | 2039-40 | 2040-41 | 2041-42 | 2042-43 | 2043-44 | 2044-45 | 2045-46 | 2046-47 | 2047-48 | 2048-49
TAS1 | Black Coal | 0 | 0 | 0 | 0 | 0 | 0 | 0 | 0 | 0 | 0 | 0 | 0 | 0 | 0 | 0 | 0 | 0 | 0 | 0 | 0 | 0 | 0 | 0 | 0 | 0
TAS1 | Brown Coal | 0 | 0 | 0 | 0 | 0 | 0 | 0 | 0 | 0 | 0 | 0 | 0 | 0 | 0 | 0 | 0 | 0 | 0 | 0 | 0 | 0 | 0 | 0 | 0 | 0
TAS1 | CCGT | 0 | 0.00011025 | 0.00010939 | 0.00011128 | 0.0001098 | 0.00010277 | 0.00010644 | 9.9297e-05 | 9.6152e-05 | 8.7494e-05 | 8.4453e-05 | 7.7173e-05 | 7.158e-05 | 6.9974e-05 | 6.351e-05 | 6.0995e-05 | 5.6668e-05 | 5.2325e-05 | 4.867e-05 | 4.6821e-05 | 4.2615e-05 | 3.9709e-05 | 3.7312e-05 | 3.5014e-05 | 3.3712e-05
TAS1 | Gas - Steam | 0 | 0 | 0 | 0 | 0 | 0 | 0 | 0 | 0 | 0 | 0 | 0 | 0 | 0 | 0 | 0 | 0 | 0 | 0 | 0 | 0 | 0 | 0 | 0 | 0
TAS1 | OCGT / Diesel | 1.9899 | 0.00027085 | 0.00027505 | 14.8074 | 0.00029713 | 0.00024603 | 153.71 | 0.00025009 | 0.00058452 | 0.00019567 | 388.4083 | 252.2002 | 0.00016398 | 519.694 | 0.00014404 | 0.00017053 | 83.9827 | 9.155e-05 | 8.3399e-05 | 9.4882e-05 | 7.3913e-05 | 6.8314e-05 | 6.5048e-05 | 6.0794e-05 | 6.0754e-05
TAS1 | Hydro | 81972.6577 | 55603.1527 | 46111.814 | 58020.4405 | 49720.3682 | 59351.4476 | 29081.3047 | 31128.9707 | 27211.3924 | 33508.3127 | 25999.2054 | 17794.9535 | 16556.687 | 18628.7451 | 22299.3965 | 14293.5296 | 16761.4199 | 13049.9204 | 14790.7758 | 15030.4237 | 9472.4611 | 5100.1193 | 11936.1661 | 12599.1235 | 7866.5505
TAS1 | Hydrogen Turbine | 0 | 0 | 0 | 0 | 0 | 0 | 0.67055 | 1.2035 | 1.7034 | 2.1636 | 2.466 | 2.7906 | 2.3981 | 5.2168 | 1.8885 | 9.6734 | 9.232 | 9.3679 | 4.3678 | 9.1478 | 8.8274 | 0.38844 | 8.6768 | 2.7849 | 8.2218
TAS1 | Wind | 163.8028 | 168.6921 | 262.9223 | 520.2961 | 997.144 | 1582.6016 | 2449.3209 | 2829.5403 | 2843.482 | 2514.2715 | 2444.7204 | 2369.1748 | 2412.3889 | 2532.2277 | 2590.9504 | 2193.7212 | 2237.323 | 1935.4166 | 1713.57 | 1722.2682 | 1629.4062 | 1496.7213 | 1471.9901 | 1449.7644 | 1378.3921
TAS1 | Solar PV | 0 | 2.5716e-05 | 3.3728e-05 | 4.6387e-05 | 5.4694e-05 | 6.8132e-05 | 29.1055 | 37.2063 | 130.8864 | 130.8218 | 112.7677 | 113.2754 | 106.8045 | 78.0304 | 81.0381 | 369.6081 | 332.3161 | 321.6023 | 322.4562 | 289.6506 | 280.5524 | 246.5107 | 216.4362 | 213.4699 | 440.1594
TAS1 | Grid Battery | 0 | 0.00018625 | 0.00020723 | 0.00023315 | 0.000258 | 0.00025845 | 0.0002878 | 0.0019352 | 0.0018157 | 0.001645 | 0.0017169 | 0.0017385 | 0.0016018 | 0.0034835 | 0.0030778 | 0.0034996 | 0.0031962 | 0.0030747 | 0.0028161 | 0.0026328 | 0.0027325 | 0.0028228 | 0.0021316 | 0.0019297 | 0.0034897
TAS1 | PHES | 0 | 0 | 0 | 0 | 101.8112 | 83.5315 | 401.6782 | 376.546 | 395.0728 | 383.6007 | 262.9273 | 339.5495 | 303.2823 | 251.3157 | 278.4559 | 218.6512 | 168.0604 | 164.8886 | 202.1262 | 143.0227 | 159.5704 | 137.1417 | 170.5248 | 174.3772 | 150.2899
TAS1 | VPP | 0.1019 | 0.037116 | 0.13516 | 0.082492 | 1.1971 | 1.5047 | 1.7188 | 1.9742 | 2.5791 | 3.0828 | 2.5437 | 3.1464 | 3.5997 | 3.14 | 4.1939 | 3.879 | 3.9878 | 4.0645 | 4.5954 | 3.6494 | 3.9406 | 3.659 | 4.0401 | 4.7004 | 4.6979
Total |  | 82138.5523 | 55771.8826 | 46374.8721 | 58555.6269 | 50820.5212 | 61019.0861 | 32117.5091 | 34375.4433 | 30585.1186 | 36542.255 | 29213.0407 | 20875.0922 | 19385.1623 | 22018.3734 | 25255.9268 | 17089.0663 | 19596.3252 | 15485.2636 | 17037.8943 | 17198.1652 | 11554.761 | 6984.5434 | 13807.8363 | 14444.2223 | 9848.3151
Explicitly modelled load
Region | Technology | 2024-25 | 2025-26 | 2026-27 | 2027-28 | 2028-29 | 2029-30 | 2030-31 | 2031-32 | 2032-33 | 2033-34 | 2034-35 | 2035-36 | 2036-37 | 2037-38 | 2038-39 | 2039-40 | 2040-41 | 2041-42 | 2042-43 | 2043-44 | 2044-45 | 2045-46 | 2046-47 | 2047-48 | 2048-49
NEM | Grid Battery Pump | 143.8661 | 196.843 | 200.9187 | 178.3562 | 177.5082 | 174.0941 | 178.492 | 156.2406 | 159.5915 | 155.2901 | 131.8433 | 127.0582 | 121.2027 | 101.8526 | 96.7147 | 88.7015 | 79.9698 | 76.8147 | 74.5957 | 63.7559 | 50.98 | 48.462 | 43.9825 | 40.5422 | 38.2985
NEM | PHES Pump | 14614.5287 | 16004.1539 | 17214.1952 | 14462.5303 | 26492.682 | 34648.1144 | 29841.7045 | 28073.2932 | 24540.7292 | 31368.3143 | 23426.1754 | 18728.3001 | 21072.3104 | 17954.8846 | 20264.9497 | 15773.2682 | 16400.5615 | 15731.605 | 17095.7498 | 13376.0418 | 11147.5738 | 11982.1641 | 17061.9056 | 12045.8466 | 8532.2604
NEM | VPP Pump | 29.9575 | 50.9451 | 77.4971 | 104.3375 | 145.4078 | 203.3926 | 232.6969 | 254.2708 | 301.8432 | 350.546 | 340.8107 | 367.273 | 389.7591 | 362.2969 | 383.9432 | 379.8246 | 381.4195 | 389.6185 | 404.5176 | 399.1029 | 408.4972 | 407.3605 | 386.3351 | 361.0965 | 369.0203
Region | Technology | 2024-25 | 2025-26 | 2026-27 | 2027-28 | 2028-29 | 2029-30 | 2030-31 | 2031-32 | 2032-33 | 2033-34 | 2034-35 | 2035-36 | 2036-37 | 2037-38 | 2038-39 | 2039-40 | 2040-41 | 2041-42 | 2042-43 | 2043-44 | 2044-45 | 2045-46 | 2046-47 | 2047-48 | 2048-49
NSW1 | Grid Battery Pump | 38.3862 | 55.7408 | 53.2201 | 47.594 | 43.7129 | 51.7868 | 72.0925 | 65.0507 | 64.6298 | 62.1799 | 52.7863 | 51.4664 | 48.145 | 41.3109 | 40.4276 | 38.1854 | 35.3831 | 34.0323 | 32.6244 | 28.2305 | 27.5928 | 26.0373 | 23.4874 | 21.9602 | 20.6713
NSW1 | PHES Pump | 7421.088 | 10348.5495 | 11725.6712 | 9870.4023 | 22792.4855 | 29396.7218 | 19331.899 | 15154.0086 | 14786.0121 | 17355.2562 | 13828.5323 | 10340.2903 | 12466.7299 | 8559.5171 | 10770.5761 | 8025.23 | 7837.5727 | 7786.6037 | 10102.3725 | 9275.2814 | 6010.2864 | 6763.1944 | 9913.2548 | 6506.8446 | 4752.3128
NSW1 | VPP Pump | 7.9885 | 17.4845 | 28.4398 | 39.7374 | 51.8454 | 76.194 | 89.9418 | 99.9986 | 119.262 | 136.4226 | 130.014 | 143.849 | 151.5829 | 141.4727 | 153.209 | 154.9841 | 152.8094 | 156.9786 | 160.0365 | 151.3183 | 158.9231 | 159.0735 | 148.1631 | 143.8652 | 140.5216
Region | Technology | 2024-25 | 2025-26 | 2026-27 | 2027-28 | 2028-29 | 2029-30 | 2030-31 | 2031-32 | 2032-33 | 2033-34 | 2034-35 | 2035-36 | 2036-37 | 2037-38 | 2038-39 | 2039-40 | 2040-41 | 2041-42 | 2042-43 | 2043-44 | 2044-45 | 2045-46 | 2046-47 | 2047-48 | 2048-49
QLD1 | Grid Battery Pump | 45.5311 | 43.3141 | 37.3291 | 33.7172 | 35.0216 | 33.0531 | 28.187 | 26.8122 | 24.8919 | 25.5307 | 23.7069 | 21.26 | 20.3438 | 17.9995 | 13.7824 | 12.7086 | 13.7733 | 11.5541 | 12.058 | 11.9126 | 4.4508 | 4.1082 | 3.7079 | 2.996 | 3.1665
QLD1 | PHES Pump | 7193.4406 | 5655.6044 | 5488.524 | 4592.128 | 3700.1965 | 5251.3926 | 10509.8055 | 12919.2847 | 9754.7171 | 14013.0582 | 9597.6431 | 8388.0099 | 8605.5806 | 9395.3674 | 9494.3736 | 7748.0382 | 8562.9888 | 7945.0013 | 6993.3773 | 4100.7603 | 5137.2874 | 5218.9697 | 7148.6508 | 5539.002 | 3779.9476
QLD1 | VPP Pump | 4.3355 | 10.8628 | 16.6995 | 24.2176 | 36.6229 | 52.9111 | 59.4014 | 69.5688 | 76.9089 | 92.5066 | 97.2107 | 98.2125 | 103.989 | 100.5489 | 98.7067 | 98.7478 | 114.8203 | 102.5792 | 112.7344 | 121.4003 | 118.1402 | 114.7864 | 109.1721 | 91.4293 | 103.0075
Region | Technology | 2024-25 | 2025-26 | 2026-27 | 2027-28 | 2028-29 | 2029-30 | 2030-31 | 2031-32 | 2032-33 | 2033-34 | 2034-35 | 2035-36 | 2036-37 | 2037-38 | 2038-39 | 2039-40 | 2040-41 | 2041-42 | 2042-43 | 2043-44 | 2044-45 | 2045-46 | 2046-47 | 2047-48 | 2048-49
VIC1 | Grid Battery Pump | 28.2557 | 71.3512 | 84.4834 | 74.7509 | 76.0168 | 70.6058 | 60.3241 | 49.5365 | 52.8617 | 49.0267 | 41.2777 | 39.9599 | 37.9899 | 31.1289 | 31.9916 | 28.3338 | 22.4763 | 20.8088 | 20.357 | 17.5569 | 16.8033 | 16.4089 | 15.03 | 13.9462 | 13.6192
VIC1 | PHES Pump | 0 | 0 | 0 | 0 | 0 | 0 | 0 | 0 | 0 | 0 | 0 | 0 | 0 | 0 | 0 | 0 | 0 | 0 | 0 | 0 | 0 | 0 | 0 | 0 | 0
VIC1 | VPP Pump | 8.9876 | 14.2115 | 21.2049 | 27.4918 | 38.5009 | 53.0934 | 57.6385 | 57.6617 | 71.0447 | 79.3118 | 75.4648 | 81.9296 | 86.1668 | 78.8513 | 88.9707 | 85.098 | 73.2356 | 79.9877 | 82.4129 | 80.8097 | 82.5342 | 85.5834 | 82.4432 | 79.6337 | 82.865
Region | Technology | 2024-25 | 2025-26 | 2026-27 | 2027-28 | 2028-29 | 2029-30 | 2030-31 | 2031-32 | 2032-33 | 2033-34 | 2034-35 | 2035-36 | 2036-37 | 2037-38 | 2038-39 | 2039-40 | 2040-41 | 2041-42 | 2042-43 | 2043-44 | 2044-45 | 2045-46 | 2046-47 | 2047-48 | 2048-49
SA1 | Grid Battery Pump | 31.6932 | 26.4369 | 25.8861 | 22.2942 | 22.757 | 18.6485 | 17.8884 | 14.8412 | 17.2081 | 18.5529 | 14.0725 | 14.372 | 14.724 | 11.4132 | 10.5131 | 9.4738 | 8.3371 | 10.4195 | 9.5562 | 6.0559 | 2.1331 | 1.9075 | 1.7572 | 1.6398 | 0.84149
SA1 | PHES Pump | 0 | 0 | 0 | 0 | 0 | 0 | 0 | 0 | 0 | 0 | 0 | 0 | 0 | 0 | 0 | 0 | 0 | 0 | 0 | 0 | 0 | 0 | 0 | 0 | 0
SA1 | VPP Pump | 8.5262 | 8.3421 | 10.9942 | 12.7905 | 17.0286 | 19.4212 | 23.6997 | 24.7095 | 31.5902 | 38.685 | 35.1179 | 39.5947 | 43.7674 | 37.7466 | 38.1026 | 36.4442 | 35.8676 | 45.2878 | 43.9083 | 41.2802 | 44.2841 | 43.5906 | 41.8242 | 40.6168 | 37.1194
Region | Technology | 2024-25 | 2025-26 | 2026-27 | 2027-28 | 2028-29 | 2029-30 | 2030-31 | 2031-32 | 2032-33 | 2033-34 | 2034-35 | 2035-36 | 2036-37 | 2037-38 | 2038-39 | 2039-40 | 2040-41 | 2041-42 | 2042-43 | 2043-44 | 2044-45 | 2045-46 | 2046-47 | 2047-48 | 2048-49
TAS1 | Grid Battery Pump | 0 | 0 | 0 | 0 | 0 | 0 | 0 | 0 | 0 | 0 | 0 | 0 | 0 | 0 | 0 | 0 | 0 | 0 | 0 | 0 | 0 | 0 | 0 | 0 | 0
TAS1 | PHES Pump | 0 | 0 | 0 | 0 | 0 | 0 | 0 | 0 | 0 | 0 | 0 | 0 | 0 | 0 | 0 | 0 | 0 | 0 | 0 | 0 | 0 | 0 | 0 | 0 | 0
TAS1 | VPP Pump | 0.11957 | 0.044145 | 0.15867 | 0.10016 | 1.41 | 1.7728 | 2.0156 | 2.3321 | 3.0375 | 3.62 | 3.0034 | 3.6872 | 4.2529 | 3.6774 | 4.9542 | 4.5504 | 4.6866 | 4.7852 | 5.4254 | 4.2943 | 4.6155 | 4.3267 | 4.7325 | 5.5515 | 5.5067

## O3C_FOM Cost
FOM cost by technology ($000s) - O3C, Green Energy Exports Scenario
FOM | Real June 2023 dollars discounted to 1 July 2023. For new entrant capacity, the FOM is incurred annually in modelling. FOM costs do not include FOM of existing, committed and anticipated generators since there will be no difference in these costs between the Base Case and option case.
Explicitly modelled generation
Region | Technology | 2024-25 | 2025-26 | 2026-27 | 2027-28 | 2028-29 | 2029-30 | 2030-31 | 2031-32 | 2032-33 | 2033-34 | 2034-35 | 2035-36 | 2036-37 | 2037-38 | 2038-39 | 2039-40 | 2040-41 | 2041-42 | 2042-43 | 2043-44 | 2044-45 | 2045-46 | 2046-47 | 2047-48 | 2048-49
NEM | Black Coal | 0 | 0 | 0 | 0 | 0 | 0 | 0 | 0 | 0 | 0 | 0 | 0 | 0 | 0 | 0 | 0 | 0 | 0 | 0 | 0 | 0 | 0 | 0 | 0 | 0
NEM | Brown Coal | 0 | 0 | 0 | 0 | 0 | 0 | 0 | 0 | 0 | 0 | 0 | 0 | 0 | 0 | 0 | 0 | 0 | 0 | 0 | 0 | 0 | 0 | 0 | 0 | 0
NEM | CCGT | 0 | 0.00038424 | 0.00036264 | 0.0003502 | 0.00032961 | 0.00030804 | 0.00029333 | 0.00027487 | 0.00025732 | 0.00024048 | 0.00022534 | 0.00021115 | 0.00019678 | 0.00018499 | 0.00017288 | 0.000162 | 0.00015098 | 0.0001411 | 0.00013187 | 0.00012357 | 0.00011516 | 0.00010762 | 0.00010058 | 9.4252e-05 | 8.9723e-05
NEM | Gas - Steam | 0 | 0 | 0 | 0 | 0 | 0 | 0 | 0 | 0 | 0 | 0 | 0 | 0 | 0 | 0 | 0 | 0 | 0 | 0 | 0 | 0 | 0 | 0 | 0 | 0
NEM | OCGT / Diesel | 0 | 0.0070996 | 0.007075 | 0.0075246 | 0.0078921 | 0.0077759 | 0.0080809 | 0.0090112 | 0.0096715 | 0.0095708 | 0.011698 | 0.012021 | 0.011637 | 0.018772 | 0.017854 | 0.017141 | 0.016374 | 0.015736 | 0.015155 | 0.014682 | 0.014144 | 0.013666 | 0.013249 | 0.01294 | 0.012664
NEM | Hydro | 0 | 0 | 0 | 0 | 0 | 0 | 0 | 0 | 0 | 0 | 0 | 0 | 0 | 0 | 0 | 0 | 0 | 0 | 0 | 0 | 0 | 0 | 0 | 0 | 0
NEM | Hydrogen Turbine | 0 | 0 | 0 | 0 | 0 | 0 | 23251.0122 | 22355.0246 | 34491.5596 | 32235.1024 | 68881.4475 | 79931.3923 | 81452.412 | 77367.9907 | 72306.5335 | 108684.2818 | 103269.4169 | 99183.6367 | 92694.9876 | 124094.4716 | 115648.5479 | 108082.755 | 101011.9206 | 94653.5312 | 108619.3308
NEM | Wind | 0 | 462268.3233 | 457947.4804 | 680614.9382 | 711221.0626 | 889233.519 | 1157003.5606 | 1240506.5099 | 1323508.7599 | 1274064.2948 | 1370033.8887 | 1283794.4769 | 1283643.0265 | 1399986.8827 | 1372202.1086 | 1360253.0675 | 1267673.6526 | 1212069.2534 | 1199027.9371 | 1124225.8915 | 1047710.5895 | 1044236.5814 | 1029833.6872 | 998395.8563 | 979039.7109
NEM | Solar PV | 0 | 139592.3441 | 133140.0159 | 163768.5896 | 249196.3101 | 279246.7653 | 303453.2027 | 372267.6307 | 453315.0461 | 436035.0048 | 437157.0839 | 409639.3909 | 381759.1559 | 412887.6299 | 385876.2909 | 437219.8808 | 428575.286 | 493667.7431 | 507790.2864 | 572229.2219 | 533283.0522 | 516082.6709 | 527177.317 | 493993.1284 | 528726.8665
NEM | Grid Battery | 0 | 110048.5137 | 110962.9038 | 124158.9309 | 115708.622 | 108138.9008 | 101064.3938 | 161748.4183 | 187131.8601 | 191461.0419 | 179606.6808 | 168300.9952 | 156846.3581 | 147845.1735 | 138173.0621 | 129475.511 | 130483.3487 | 160028.2709 | 174873.8716 | 214158.4431 | 199582.7292 | 187416.1992 | 175155.3422 | 164129.8728 | 152959.186
NEM | PHES | 0 | 0 | 0 | 0 | 36235.3605 | 34285.9246 | 54450.7876 | 51023.2895 | 47550.6229 | 44439.8349 | 41532.5572 | 38918.2106 | 36269.4204 | 33896.6635 | 31679.1248 | 29685.022 | 27664.6468 | 25854.8119 | 24163.377 | 22642.3725 | 21101.3228 | 19720.8644 | 18430.7149 | 17270.5587 | 16095.1188
NEM | VPP | 0 | 0 | 0 | 0 | 0 | 0 | 0 | 0 | 0 | 0 | 0 | 0 | 0 | 0 | 0 | 0 | 0 | 0 | 0 | 0 | 0 | 0 | 0 | 0 | 0
Total |  | 0 | 711909.1886 | 702050.4075 | 968542.4665 | 1112361.3635 | 1310905.1178 | 1639222.9653 | 1847900.8822 | 2045997.8585 | 1978235.2887 | 2097211.67 | 1980584.4782 | 1939970.3847 | 2071984.3593 | 2000237.138 | 2065317.7803 | 1957666.3676 | 1990803.7318 | 1998550.475 | 2057350.4154 | 1917326.2558 | 1875539.0847 | 1851608.9952 | 1768442.9604 | 1785440.2258
Region | Technology | 2024-25 | 2025-26 | 2026-27 | 2027-28 | 2028-29 | 2029-30 | 2030-31 | 2031-32 | 2032-33 | 2033-34 | 2034-35 | 2035-36 | 2036-37 | 2037-38 | 2038-39 | 2039-40 | 2040-41 | 2041-42 | 2042-43 | 2043-44 | 2044-45 | 2045-46 | 2046-47 | 2047-48 | 2048-49
NSW1 | Black Coal | 0 | 0 | 0 | 0 | 0 | 0 | 0 | 0 | 0 | 0 | 0 | 0 | 0 | 0 | 0 | 0 | 0 | 0 | 0 | 0 | 0 | 0 | 0 | 0 | 0
NSW1 | Brown Coal | 0 | 0 | 0 | 0 | 0 | 0 | 0 | 0 | 0 | 0 | 0 | 0 | 0 | 0 | 0 | 0 | 0 | 0 | 0 | 0 | 0 | 0 | 0 | 0 | 0
NSW1 | CCGT | 0 | 8.3679e-05 | 7.8205e-05 | 7.3282e-05 | 6.8294e-05 | 6.3826e-05 | 5.9651e-05 | 5.5896e-05 | 5.2092e-05 | 4.8684e-05 | 4.5499e-05 | 4.2635e-05 | 3.9733e-05 | 3.7134e-05 | 3.4704e-05 | 3.252e-05 | 3.0307e-05 | 2.8324e-05 | 2.6471e-05 | 2.4805e-05 | 2.3116e-05 | 2.1604e-05 | 2.0191e-05 | 1.892e-05 | 1.7972e-05
NSW1 | Gas - Steam | 0 | 0 | 0 | 0 | 0 | 0 | 0 | 0 | 0 | 0 | 0 | 0 | 0 | 0 | 0 | 0 | 0 | 0 | 0 | 0 | 0 | 0 | 0 | 0 | 0
NSW1 | OCGT / Diesel | 0 | 0.0014286 | 0.001415 | 0.0014719 | 0.0014904 | 0.0014901 | 0.0015639 | 0.001804 | 0.0019078 | 0.0019116 | 0.0019655 | 0.0019345 | 0.0019279 | 0.0020148 | 0.0019565 | 0.00195 | 0.0019366 | 0.0019404 | 0.0019488 | 0.0019719 | 0.0019784 | 0.0019849 | 0.0019972 | 0.0020178 | 0.0020358
NSW1 | Hydro | 0 | 0 | 0 | 0 | 0 | 0 | 0 | 0 | 0 | 0 | 0 | 0 | 0 | 0 | 0 | 0 | 0 | 0 | 0 | 0 | 0 | 0 | 0 | 0 | 0
NSW1 | Hydrogen Turbine | 0 | 0 | 0 | 0 | 0 | 0 | 10579.3653 | 9947.652 | 19749.8132 | 18457.7694 | 30391.0731 | 38017.9896 | 35430.4687 | 33112.5876 | 30946.3435 | 31653.1292 | 29498.8034 | 27568.9752 | 25765.3974 | 30513.9267 | 28437.1356 | 26576.7622 | 24838.0955 | 23274.6139 | 29247.637
NSW1 | Wind | 0 | 175619.1679 | 175681.6254 | 236701.0779 | 239509.1718 | 246467.1567 | 248133.6027 | 232514.3596 | 216689.3364 | 203670.0176 | 211920.4835 | 198580.7416 | 185065.2511 | 188299.7301 | 175981.0576 | 165107.4909 | 153870.2034 | 143803.9328 | 134396.1994 | 125936.379 | 117365.0945 | 109687.0052 | 108469.4501 | 101993.5913 | 95051.8692
NSW1 | Solar PV | 0 | 82496.872 | 79779.7602 | 82528.4654 | 76911.5441 | 99081.3625 | 92599.4043 | 111745.4246 | 108685.5623 | 101575.2919 | 94951.4597 | 88974.5575 | 82918.9104 | 77494.3114 | 72424.591 | 98297.885 | 91607.6898 | 105890.3045 | 98962.9017 | 104239.3239 | 97144.7502 | 90789.4863 | 84849.9902 | 79508.9451 | 77605.7214
NSW1 | Grid Battery | 0 | 70541.1775 | 66422.2757 | 62241.1987 | 58005.0357 | 54210.3142 | 50663.8451 | 73856.2761 | 73914.2495 | 69727.9062 | 65166.2689 | 61064.2538 | 56908.1949 | 53185.2297 | 49705.8234 | 46577.0002 | 43406.9511 | 46002.874 | 42993.3434 | 51802.665 | 48276.9548 | 46008.914 | 42998.9881 | 40292.3464 | 37550.0331
NSW1 | PHES | 0 | 0 | 0 | 0 | 6358.6619 | 5942.6851 | 5553.9119 | 5204.3103 | 4850.103 | 4532.8068 | 4236.2683 | 3969.6083 | 3699.4351 | 3457.4161 | 3231.23 | 3027.8344 | 2821.7588 | 2637.1594 | 2464.6357 | 2309.4988 | 2152.3134 | 2011.5096 | 1879.9157 | 1761.5812 | 1641.6873
NSW1 | VPP | 0 | 0 | 0 | 0 | 0 | 0 | 0 | 0 | 0 | 0 | 0 | 0 | 0 | 0 | 0 | 0 | 0 | 0 | 0 | 0 | 0 | 0 | 0 | 0 | 0
Total |  | 0 | 328657.2188 | 321883.6629 | 381470.7436 | 380784.4151 | 405701.52 | 407530.1309 | 433268.0245 | 423889.0664 | 397963.7939 | 406665.5555 | 390607.1529 | 364022.2622 | 355549.2768 | 332289.0475 | 344663.3416 | 321205.4085 | 325903.2479 | 304582.4795 | 314801.7954 | 293376.2505 | 275073.6794 | 263036.4416 | 246831.0799 | 241096.9501
Region | Technology | 2024-25 | 2025-26 | 2026-27 | 2027-28 | 2028-29 | 2029-30 | 2030-31 | 2031-32 | 2032-33 | 2033-34 | 2034-35 | 2035-36 | 2036-37 | 2037-38 | 2038-39 | 2039-40 | 2040-41 | 2041-42 | 2042-43 | 2043-44 | 2044-45 | 2045-46 | 2046-47 | 2047-48 | 2048-49
QLD1 | Black Coal | 0 | 0 | 0 | 0 | 0 | 0 | 0 | 0 | 0 | 0 | 0 | 0 | 0 | 0 | 0 | 0 | 0 | 0 | 0 | 0 | 0 | 0 | 0 | 0 | 0
QLD1 | Brown Coal | 0 | 0 | 0 | 0 | 0 | 0 | 0 | 0 | 0 | 0 | 0 | 0 | 0 | 0 | 0 | 0 | 0 | 0 | 0 | 0 | 0 | 0 | 0 | 0 | 0
QLD1 | CCGT | 0 | 7.3554e-05 | 6.8742e-05 | 6.8192e-05 | 6.3551e-05 | 5.9393e-05 | 5.5507e-05 | 5.2013e-05 | 4.8473e-05 | 4.5302e-05 | 4.2923e-05 | 4.0222e-05 | 3.7484e-05 | 3.55e-05 | 3.3178e-05 | 3.1089e-05 | 2.8973e-05 | 2.7078e-05 | 2.5306e-05 | 2.3713e-05 | 2.2099e-05 | 2.0654e-05 | 1.9302e-05 | 1.8087e-05 | 1.7261e-05
QLD1 | Gas - Steam | 0 | 0 | 0 | 0 | 0 | 0 | 0 | 0 | 0 | 0 | 0 | 0 | 0 | 0 | 0 | 0 | 0 | 0 | 0 | 0 | 0 | 0 | 0 | 0 | 0
QLD1 | OCGT / Diesel | 0 | 0.0014015 | 0.0013902 | 0.0014276 | 0.0014547 | 0.0014591 | 0.0015347 | 0.00177 | 0.0018666 | 0.0018715 | 0.0018709 | 0.0018848 | 0.001885 | 0.0018885 | 0.0018876 | 0.0019061 | 0.0018977 | 0.0019025 | 0.001911 | 0.0019336 | 0.0019398 | 0.0019465 | 0.0019585 | 0.0019784 | 0.0019962
QLD1 | Hydro | 0 | 0 | 0 | 0 | 0 | 0 | 0 | 0 | 0 | 0 | 0 | 0 | 0 | 0 | 0 | 0 | 0 | 0 | 0 | 0 | 0 | 0 | 0 | 0 | 0
QLD1 | Hydrogen Turbine | 0 | 0 | 0 | 0 | 0 | 0 | 6503.6296 | 6094.2461 | 5728.3565 | 5353.6042 | 21441.4425 | 20091.7697 | 18724.3151 | 17499.3599 | 16354.542 | 15325.0739 | 14282.0427 | 13347.7035 | 12474.4893 | 17504.4831 | 16313.1203 | 15245.9069 | 14248.5111 | 13351.6112 | 13143.8593
QLD1 | Wind | 0 | 169691.9096 | 158590.57 | 213400.8261 | 198876.6789 | 245629.862 | 287588.3659 | 296867.804 | 308665.7014 | 324456.2177 | 331909.6399 | 311016.9499 | 311297.3045 | 308844.8534 | 294992.0308 | 290065.8386 | 270323.8314 | 252639.1012 | 302364.2427 | 284004.4068 | 264674.9443 | 312427.5658 | 337245.3938 | 332808.6159 | 310312.2194
QLD1 | Solar PV | 0 | 0.019801 | 0.018572 | 0.054687 | 29470.4748 | 45754.2944 | 42761.0438 | 67030.9684 | 100352.0832 | 104041.2822 | 124075.0047 | 116264.865 | 108351.828 | 125180.0356 | 116990.6877 | 117505.2084 | 130620.5315 | 140062.5537 | 177318.1464 | 206419.6473 | 192370.6365 | 197472.9364 | 229411.2059 | 214970.4767 | 207820.4673
QLD1 | Grid Battery | 0 | 6638.5683 | 9709.7367 | 9914.5062 | 9239.7206 | 8635.253 | 8070.3299 | 7562.3295 | 16706.0633 | 26770.3591 | 25019.0296 | 23444.159 | 21848.5396 | 21678.8874 | 20260.6428 | 18985.2981 | 27513.1446 | 31930.8897 | 55156.6885 | 66858.3953 | 62307.9841 | 58231.777 | 54422.2288 | 50996.5172 | 47525.6722
QLD1 | PHES | 0 | 0 | 0 | 0 | 11622.1111 | 10861.7863 | 10151.2024 | 9512.2155 | 8864.8102 | 8284.8696 | 7742.869 | 7255.4793 | 6761.6684 | 6319.3164 | 5905.9032 | 5534.1449 | 5157.4888 | 4820.0832 | 4504.7511 | 4221.1922 | 3933.896 | 3676.5385 | 3436.0176 | 3219.7311 | 3000.5948
QLD1 | VPP | 0 | 0 | 0 | 0 | 0 | 0 | 0 | 0 | 0 | 0 | 0 | 0 | 0 | 0 | 0 | 0 | 0 | 0 | 0 | 0 | 0 | 0 | 0 | 0 | 0
Total |  | 0 | 176330.4992 | 168300.3267 | 223315.3885 | 249208.9869 | 310881.1973 | 355074.5731 | 387067.5653 | 440317.0166 | 468906.3347 | 510187.9876 | 478073.2249 | 466983.6575 | 479522.4547 | 454503.8085 | 447415.5659 | 447897.0409 | 442800.3332 | 551818.3199 | 579008.1266 | 539600.5831 | 587054.7265 | 638763.3592 | 615346.954 | 581802.815
Region | Technology | 2024-25 | 2025-26 | 2026-27 | 2027-28 | 2028-29 | 2029-30 | 2030-31 | 2031-32 | 2032-33 | 2033-34 | 2034-35 | 2035-36 | 2036-37 | 2037-38 | 2038-39 | 2039-40 | 2040-41 | 2041-42 | 2042-43 | 2043-44 | 2044-45 | 2045-46 | 2046-47 | 2047-48 | 2048-49
VIC1 | Black Coal | 0 | 0 | 0 | 0 | 0 | 0 | 0 | 0 | 0 | 0 | 0 | 0 | 0 | 0 | 0 | 0 | 0 | 0 | 0 | 0 | 0 | 0 | 0 | 0 | 0
VIC1 | Brown Coal | 0 | 0 | 0 | 0 | 0 | 0 | 0 | 0 | 0 | 0 | 0 | 0 | 0 | 0 | 0 | 0 | 0 | 0 | 0 | 0 | 0 | 0 | 0 | 0 | 0
VIC1 | CCGT | 0 | 8.378e-05 | 7.8299e-05 | 7.512e-05 | 7.0007e-05 | 6.5427e-05 | 6.1147e-05 | 5.7298e-05 | 5.3398e-05 | 4.9905e-05 | 4.664e-05 | 4.3704e-05 | 4.073e-05 | 3.8065e-05 | 3.5575e-05 | 3.3335e-05 | 3.1067e-05 | 2.9034e-05 | 2.7135e-05 | 2.5427e-05 | 2.3696e-05 | 2.2146e-05 | 2.0697e-05 | 1.9394e-05 | 1.8291e-05
VIC1 | Gas - Steam | 0 | 0 | 0 | 0 | 0 | 0 | 0 | 0 | 0 | 0 | 0 | 0 | 0 | 0 | 0 | 0 | 0 | 0 | 0 | 0 | 0 | 0 | 0 | 0 | 0
VIC1 | OCGT / Diesel | 0 | 0.0014227 | 0.001454 | 0.0016994 | 0.0019981 | 0.0018995 | 0.0018476 | 0.0018959 | 0.0021402 | 0.002044 | 0.0035183 | 0.0039645 | 0.0037159 | 0.003496 | 0.0032909 | 0.0031093 | 0.0029213 | 0.0027543 | 0.0025974 | 0.0024569 | 0.0023112 | 0.0021817 | 0.0020714 | 0.0020096 | 0.0019915
VIC1 | Hydro | 0 | 0 | 0 | 0 | 0 | 0 | 0 | 0 | 0 | 0 | 0 | 0 | 0 | 0 | 0 | 0 | 0 | 0 | 0 | 0 | 0 | 0 | 0 | 0 | 0
VIC1 | Hydrogen Turbine | 0 | 0 | 0 | 0 | 0 | 0 | 0 | 0 | 0 | 0 | 0 | 2110.7133 | 8928.2422 | 9588.3928 | 8961.1148 | 35391.2216 | 32982.4796 | 30824.7473 | 28808.1751 | 39023.0998 | 36367.1706 | 33988.0099 | 31764.4953 | 29765.0181 | 38187.4379
VIC1 | Wind | 0 | 72296.6597 | 67566.9721 | 138037.4289 | 131229.0819 | 159427.4549 | 278392.2249 | 361899.7815 | 452219.5744 | 422635.1175 | 520545.7363 | 487778.988 | 520356.3901 | 547787.1348 | 569401.763 | 587394.4786 | 547416.1546 | 511603.8828 | 478134.47 | 448037.3768 | 417543.7578 | 390227.8112 | 364698.8893 | 341742.2174 | 318483.0953
VIC1 | Solar PV | 0 | 24128.7178 | 22550.2037 | 51398.8508 | 92636.2613 | 87515.7519 | 81820.5193 | 76670.1699 | 100321.0621 | 93758.002 | 89013.1076 | 83410.0064 | 77733.085 | 74776.9161 | 69884.9684 | 65485.925 | 61028.9245 | 57036.3786 | 53305.0269 | 49949.6448 | 46550.0503 | 43504.7199 | 40658.6174 | 38099.2826 | 36327.5685
VIC1 | Grid Battery | 0 | 16808.0706 | 19820.8926 | 34259.9878 | 31928.2382 | 29839.4752 | 27887.36 | 26131.9428 | 37752.4712 | 35282.6837 | 32974.4728 | 30898.8316 | 28795.844 | 26912.0078 | 25151.4096 | 23568.207 | 21964.1451 | 20527.2391 | 19184.3363 | 17976.7466 | 16753.242 | 15657.2383 | 14632.9381 | 13711.8469 | 12778.6141
VIC1 | PHES | 0 | 0 | 0 | 0 | 13987.3696 | 13072.3081 | 12217.1104 | 11448.0809 | 10668.9195 | 9970.9528 | 9318.6475 | 8732.0673 | 8137.759 | 7605.3822 | 7107.8339 | 6660.4176 | 6207.1067 | 5801.0343 | 5421.5274 | 5080.259 | 4734.4943 | 4424.7611 | 4135.2907 | 3874.9869 | 3611.2537
VIC1 | VPP | 0 | 0 | 0 | 0 | 0 | 0 | 0 | 0 | 0 | 0 | 0 | 0 | 0 | 0 | 0 | 0 | 0 | 0 | 0 | 0 | 0 | 0 | 0 | 0 | 0
Total |  | 0 | 113233.4496 | 109938.07 | 223696.2693 | 269780.9531 | 289854.992 | 400317.2165 | 476149.9771 | 600962.0295 | 561646.758 | 651851.9677 | 612930.6107 | 643951.3241 | 666669.8373 | 680507.093 | 718500.2529 | 669598.8135 | 625793.285 | 584853.5382 | 560067.1295 | 521948.7174 | 487802.5426 | 455890.2328 | 427193.3539 | 409387.9714
Region | Technology | 2024-25 | 2025-26 | 2026-27 | 2027-28 | 2028-29 | 2029-30 | 2030-31 | 2031-32 | 2032-33 | 2033-34 | 2034-35 | 2035-36 | 2036-37 | 2037-38 | 2038-39 | 2039-40 | 2040-41 | 2041-42 | 2042-43 | 2043-44 | 2044-45 | 2045-46 | 2046-47 | 2047-48 | 2048-49
SA1 | Black Coal | 0 | 0 | 0 | 0 | 0 | 0 | 0 | 0 | 0 | 0 | 0 | 0 | 0 | 0 | 0 | 0 | 0 | 0 | 0 | 0 | 0 | 0 | 0 | 0 | 0
SA1 | Brown Coal | 0 | 0 | 0 | 0 | 0 | 0 | 0 | 0 | 0 | 0 | 0 | 0 | 0 | 0 | 0 | 0 | 0 | 0 | 0 | 0 | 0 | 0 | 0 | 0 | 0
SA1 | CCGT | 0 | 8.1775e-05 | 7.6426e-05 | 7.1615e-05 | 6.6741e-05 | 6.2375e-05 | 5.8294e-05 | 5.4625e-05 | 5.0907e-05 | 4.7576e-05 | 4.4464e-05 | 4.1665e-05 | 3.8829e-05 | 3.6289e-05 | 3.3915e-05 | 3.178e-05 | 2.9617e-05 | 2.768e-05 | 2.5869e-05 | 2.424e-05 | 2.2591e-05 | 2.1113e-05 | 1.9732e-05 | 1.849e-05 | 1.766e-05
SA1 | Gas - Steam | 0 | 0 | 0 | 0 | 0 | 0 | 0 | 0 | 0 | 0 | 0 | 0 | 0 | 0 | 0 | 0 | 0 | 0 | 0 | 0 | 0 | 0 | 0 | 0 | 0
SA1 | OCGT / Diesel | 0 | 0.0014553 | 0.0014333 | 0.0015038 | 0.0015048 | 0.0014762 | 0.0015456 | 0.0017713 | 0.0018696 | 0.0018734 | 0.0019025 | 0.0018904 | 0.0018885 | 0.0019981 | 0.0019346 | 0.0019163 | 0.0018985 | 0.0019015 | 0.0019102 | 0.0019331 | 0.0019385 | 0.0019448 | 0.0019567 | 0.0019768 | 0.0019942
SA1 | Hydro | 0 | 0 | 0 | 0 | 0 | 0 | 0 | 0 | 0 | 0 | 0 | 0 | 0 | 0 | 0 | 0 | 0 | 0 | 0 | 0 | 0 | 0 | 0 | 0 | 0
SA1 | Hydrogen Turbine | 0 | 0 | 0 | 0 | 0 | 0 | 5883.8199 | 5732.6577 | 8344.5715 | 7798.665 | 15918.6902 | 17136.3565 | 15970.0486 | 14925.2791 | 13948.8589 | 20789.9645 | 19374.9905 | 20777.6306 | 19418.3464 | 31216.4525 | 29091.8471 | 27188.6422 | 25409.9459 | 23810.4681 | 22189.9172
SA1 | Wind | 0 | 44660.5737 | 50334.1446 | 73163.7948 | 91392.0503 | 147541.4687 | 165427.9881 | 155014.9137 | 144464.5369 | 135013.5861 | 126180.9221 | 118238.2216 | 110190.8792 | 158463.1795 | 148096.4297 | 140468.2315 | 130907.9028 | 149671.3454 | 139879.7622 | 131074.7635 | 122153.7581 | 114162.391 | 109390.2258 | 118747.7329 | 135594.2299
SA1 | Solar PV | 0 | 32966.7309 | 30810.0289 | 29841.213 | 50178.0217 | 46895.3475 | 83098.7536 | 112360.7252 | 128835.8821 | 122529.161 | 115910.7198 | 108614.4967 | 101222.1468 | 124657.6873 | 116502.5115 | 109169.0372 | 101738.9451 | 149950.2864 | 140140.4546 | 175952.8453 | 163977.418 | 153249.9234 | 143224.2278 | 134208.7036 | 145818.8485
SA1 | Grid Battery | 0 | 16060.6921 | 15009.9927 | 17743.2308 | 16535.6188 | 15453.8495 | 14442.85 | 54197.7941 | 58759.0051 | 59680.0264 | 56446.8468 | 52893.6918 | 49293.7243 | 46068.9022 | 43055.0491 | 40344.8666 | 37598.9777 | 61567.1463 | 57539.3893 | 77520.5276 | 72244.4469 | 67518.1748 | 63101.0982 | 59129.0786 | 55104.7282
SA1 | PHES | 0 | 0 | 0 | 0 | 0 | 0 | 0 | 0 | 0 | 0 | 0 | 0 | 0 | 0 | 0 | 0 | 0 | 0 | 0 | 0 | 0 | 0 | 0 | 0 | 0
SA1 | VPP | 0 | 0 | 0 | 0 | 0 | 0 | 0 | 0 | 0 | 0 | 0 | 0 | 0 | 0 | 0 | 0 | 0 | 0 | 0 | 0 | 0 | 0 | 0 | 0 | 0
Total |  | 0 | 93687.9981 | 96154.1677 | 120748.2401 | 158105.6924 | 209890.6672 | 268853.4132 | 327306.0926 | 340403.9976 | 325021.4405 | 314457.1808 | 296882.7685 | 276676.8008 | 344115.0501 | 321602.8512 | 310772.1018 | 289620.8181 | 381966.4106 | 356977.9545 | 415764.5908 | 387467.4721 | 362119.1333 | 341125.4997 | 335895.9852 | 358707.7258
Region | Technology | 2024-25 | 2025-26 | 2026-27 | 2027-28 | 2028-29 | 2029-30 | 2030-31 | 2031-32 | 2032-33 | 2033-34 | 2034-35 | 2035-36 | 2036-37 | 2037-38 | 2038-39 | 2039-40 | 2040-41 | 2041-42 | 2042-43 | 2043-44 | 2044-45 | 2045-46 | 2046-47 | 2047-48 | 2048-49
TAS1 | Black Coal | 0 | 0 | 0 | 0 | 0 | 0 | 0 | 0 | 0 | 0 | 0 | 0 | 0 | 0 | 0 | 0 | 0 | 0 | 0 | 0 | 0 | 0 | 0 | 0 | 0
TAS1 | Brown Coal | 0 | 0 | 0 | 0 | 0 | 0 | 0 | 0 | 0 | 0 | 0 | 0 | 0 | 0 | 0 | 0 | 0 | 0 | 0 | 0 | 0 | 0 | 0 | 0 | 0
TAS1 | CCGT | 0 | 6.1449e-05 | 6.0969e-05 | 6.199e-05 | 6.1013e-05 | 5.7021e-05 | 5.8731e-05 | 5.5034e-05 | 5.2448e-05 | 4.9016e-05 | 4.581e-05 | 4.2926e-05 | 4.0005e-05 | 3.7999e-05 | 3.5513e-05 | 3.3278e-05 | 3.1013e-05 | 2.8984e-05 | 2.7088e-05 | 2.5383e-05 | 2.3655e-05 | 2.2108e-05 | 2.0661e-05 | 1.9361e-05 | 1.8539e-05
TAS1 | Gas - Steam | 0 | 0 | 0 | 0 | 0 | 0 | 0 | 0 | 0 | 0 | 0 | 0 | 0 | 0 | 0 | 0 | 0 | 0 | 0 | 0 | 0 | 0 | 0 | 0 | 0
TAS1 | OCGT / Diesel | 0 | 0.0013914 | 0.0013825 | 0.001422 | 0.0014442 | 0.001451 | 0.0015891 | 0.0017701 | 0.0018873 | 0.0018704 | 0.0024406 | 0.0023469 | 0.0022193 | 0.0093742 | 0.0087842 | 0.0082594 | 0.0077195 | 0.007237 | 0.0067877 | 0.0063861 | 0.0059761 | 0.0056085 | 0.0052652 | 0.0049572 | 0.0046463
TAS1 | Hydro | 0 | 0 | 0 | 0 | 0 | 0 | 0 | 0 | 0 | 0 | 0 | 0 | 0 | 0 | 0 | 0 | 0 | 0 | 0 | 0 | 0 | 0 | 0 | 0 | 0
TAS1 | Hydrogen Turbine | 0 | 0 | 0 | 0 | 0 | 0 | 284.1974 | 580.4688 | 668.8183 | 625.0639 | 1130.2417 | 2574.5632 | 2399.3374 | 2242.3714 | 2095.6742 | 5524.8926 | 7131.1007 | 6664.5801 | 6228.5795 | 5836.5096 | 5439.2742 | 5083.4339 | 4750.8728 | 4451.82 | 5850.4793
TAS1 | Wind | 0 | 0.012421 | 5774.1683 | 19311.8104 | 50214.0797 | 90167.5766 | 177461.379 | 194209.6511 | 201469.6108 | 188289.3559 | 179477.107 | 168179.5758 | 156733.2015 | 196591.9849 | 183730.8275 | 177217.0279 | 165155.5604 | 154350.9911 | 144253.2629 | 135172.9654 | 125973.0347 | 117731.8083 | 110029.7282 | 103103.6988 | 119598.2971
TAS1 | Solar PV | 0 | 0.0036183 | 0.0044892 | 0.0057163 | 0.008125 | 0.0090997 | 3173.4817 | 4460.3425 | 15120.4564 | 14131.2676 | 13206.7922 | 12375.4652 | 11533.1857 | 10778.6796 | 10073.5323 | 46761.8252 | 43579.1951 | 40728.2197 | 38063.7568 | 35667.7605 | 33240.1972 | 31065.6049 | 29033.2757 | 27205.7204 | 61154.2609
TAS1 | Grid Battery | 0 | 0.0053076 | 0.0060663 | 0.0074239 | 0.0086581 | 0.0090102 | 0.0088189 | 0.075763 | 0.070949 | 0.066488 | 0.06272 | 0.058998 | 0.055185 | 0.14639 | 0.13707 | 0.1391 | 0.13013 | 0.12189 | 0.11416 | 0.10865 | 0.10148 | 0.094983 | 0.089082 | 0.083772 | 0.13839
TAS1 | PHES | 0 | 0 | 0 | 0 | 4267.2179 | 4409.1451 | 26528.563 | 24858.6829 | 23166.7901 | 21651.2058 | 20234.7723 | 18961.0557 | 17670.5579 | 16514.5488 | 15434.1578 | 14462.625 | 13478.2925 | 12596.5351 | 11772.4627 | 11031.4225 | 10280.6191 | 9608.0552 | 8979.4908 | 8414.2595 | 7841.583
TAS1 | VPP | 0 | 0 | 0 | 0 | 0 | 0 | 0 | 0 | 0 | 0 | 0 | 0 | 0 | 0 | 0 | 0 | 0 | 0 | 0 | 0 | 0 | 0 | 0 | 0 | 0
Total |  | 0 | 0.0228 | 5774.1803 | 19311.8251 | 54481.3159 | 94576.7413 | 207447.6316 | 224109.2228 | 240425.7485 | 224696.9616 | 214048.9784 | 202090.7213 | 188336.34 | 226127.7405 | 211334.3377 | 243966.5182 | 229344.2866 | 214340.4552 | 200318.1829 | 187708.7731 | 174933.2328 | 163489.0029 | 152793.4619 | 143175.5874 | 194444.7634

## O3C_Fuel Cost
Fuel cost by technology ($000s) - O3C, Green Energy Exports Scenario
Fuel | Real June 2023 dollars discounted to 1 July 2023
Explicitly modelled generation
Region | Technology | 2024-25 | 2025-26 | 2026-27 | 2027-28 | 2028-29 | 2029-30 | 2030-31 | 2031-32 | 2032-33 | 2033-34 | 2034-35 | 2035-36 | 2036-37 | 2037-38 | 2038-39 | 2039-40 | 2040-41 | 2041-42 | 2042-43 | 2043-44 | 2044-45 | 2045-46 | 2046-47 | 2047-48 | 2048-49
NEM | Black Coal | 1874200.723 | 851141.078 | 817623.317 | 500914.77 | 421671.657 | 218099.992 | 45710.893 | 11100.602 | 9873.274 | 0 | 0 | 0 | 0 | 0 | 0 | 0 | 0 | 0 | 0 | 0 | 0 | 0 | 0 | 0 | 0
NEM | Brown Coal | 166783.235 | 154821.568 | 136372.836 | 73736.948 | 27770.06 | 25820.412 | 22831.157 | 0 | 0 | 0 | 0 | 0 | 0 | 0 | 0 | 0 | 0 | 0 | 0 | 0 | 0 | 0 | 0 | 0 | 0
NEM | CCGT | 993833.9631 | 210565.6107 | 125484.0758 | 134415.192 | 110028.8383 | 65631.5293 | 67617.4007 | 41477.3962 | 50239.4865 | 36349.7072 | 55454.1557 | 36912.9246 | 29490.0929 | 28083.7797 | 26182.23 | 24903.7275 | 22113.9731 | 22300.1748 | 20654.6166 | 19453.3982 | 17747.2098 | 16492.7434 | 14973.9431 | 14825.188 | 13956.5048
NEM | Gas - Steam | 33381.665 | 5748.2983 | 5340.5595 | 6916.6365 | 16557.624 | 9501.46 | 10712.893 | 370.9717 | 7153.343 | 0.00047207 | 8185.775 | 4971.7455 | 0.00039525 | 12453.316 | 0.00041779 | 0 | 0 | 0 | 0 | 0 | 0 | 0 | 0 | 0 | 0
NEM | OCGT / Diesel | 305686.3293 | 44218.7583 | 26123.5103 | 35910.4775 | 61899.9206 | 33087.187 | 33842.8389 | 3024.3357 | 19651.2477 | 517.587 | 36613.6932 | 15226.7605 | 766.3805 | 38653.7751 | 1152.8956 | 663.6497 | 2802.543 | 650.7935 | 0.0084929 | 612.0462 | 0.0067703 | 0.0060835 | 0.0055677 | 0.0050019 | 0.004842
NEM | Hydro | 0 | 0 | 0 | 0 | 0 | 0 | 0 | 0 | 0 | 0 | 0 | 0 | 0 | 0 | 0 | 0 | 0 | 0 | 0 | 0 | 0 | 0 | 0 | 0 | 0
NEM | Hydrogen Turbine | 0 | 0 | 0 | 0 | 0 | 0 | 223397.5882 | 282292.9475 | 324199.314 | 366072.541 | 625284.665 | 485499.507 | 641859.342 | 752714.728 | 440862.893 | 943662.844 | 1018778.122 | 1041253.956 | 610779.232 | 972934.836 | 623479.468 | 643866.0366 | 978502.088 | 660546.7635 | 845373.23
NEM | Wind | 0 | 0 | 0 | 0 | 0 | 0 | 0 | 0 | 0 | 0 | 0 | 0 | 0 | 0 | 0 | 0 | 0 | 0 | 0 | 0 | 0 | 0 | 0 | 0 | 0
NEM | Solar PV | 0 | 0 | 0 | 0 | 0 | 0 | 0 | 0 | 0 | 0 | 0 | 0 | 0 | 0 | 0 | 0 | 0 | 0 | 0 | 0 | 0 | 0 | 0 | 0 | 0
NEM | Grid Battery | 0 | 0 | 0 | 0 | 0 | 0 | 0 | 0 | 0 | 0 | 0 | 0 | 0 | 0 | 0 | 0 | 0 | 0 | 0 | 0 | 0 | 0 | 0 | 0 | 0
NEM | PHES | 0 | 0 | 0 | 0 | 0 | 0 | 0 | 0 | 0 | 0 | 0 | 0 | 0 | 0 | 0 | 0 | 0 | 0 | 0 | 0 | 0 | 0 | 0 | 0 | 0
NEM | VPP | 0 | 0 | 0 | 0 | 0 | 0 | 0 | 0 | 0 | 0 | 0 | 0 | 0 | 0 | 0 | 0 | 0 | 0 | 0 | 0 | 0 | 0 | 0 | 0 | 0
Total |  | 3373885.9154 | 1266495.3133 | 1110944.2986 | 751894.0239 | 637928.1 | 352140.5803 | 404112.7708 | 338266.2531 | 411116.6652 | 402939.8357 | 725538.2889 | 542610.9376 | 672115.8158 | 831905.5988 | 468198.019 | 969230.2212 | 1043694.638 | 1064204.9243 | 631433.8571 | 993000.2804 | 641226.6846 | 660358.7861 | 993476.0367 | 675371.9565 | 859329.7397
Region | Technology | 2024-25 | 2025-26 | 2026-27 | 2027-28 | 2028-29 | 2029-30 | 2030-31 | 2031-32 | 2032-33 | 2033-34 | 2034-35 | 2035-36 | 2036-37 | 2037-38 | 2038-39 | 2039-40 | 2040-41 | 2041-42 | 2042-43 | 2043-44 | 2044-45 | 2045-46 | 2046-47 | 2047-48 | 2048-49
NSW1 | Black Coal | 1152272.264 | 366710.497 | 368636.052 | 229104.752 | 201379.564 | 75803.668 | 34372.344 | 0 | 0 | 0 | 0 | 0 | 0 | 0 | 0 | 0 | 0 | 0 | 0 | 0 | 0 | 0 | 0 | 0 | 0
NSW1 | Brown Coal | 0 | 0 | 0 | 0 | 0 | 0 | 0 | 0 | 0 | 0 | 0 | 0 | 0 | 0 | 0 | 0 | 0 | 0 | 0 | 0 | 0 | 0 | 0 | 0 | 0
NSW1 | CCGT | 239198.496 | 53131.2516 | 23739.2826 | 33476.8923 | 16947.4901 | 6133.2354 | 5331.1092 | 3144.2778 | 6003.6415 | 178.6098 | 4577.7098 | 1874.4841 | 0.0014821 | 317.1487 | 0.0013398 | 0.0013037 | 0.0011874 | 0.0011406 | 0.0010688 | 0.00077804 | 0.00072445 | 0.00068483 | 0.00065256 | 0.00062152 | 0.00059483
NSW1 | Gas - Steam | 0 | 0 | 0 | 0 | 0 | 0 | 0 | 0 | 0 | 0 | 0 | 0 | 0 | 0 | 0 | 0 | 0 | 0 | 0 | 0 | 0 | 0 | 0 | 0 | 0
NSW1 | OCGT / Diesel | 141.4248 | 22.0603 | 0.006724 | 2070.7723 | 524.5394 | 902.671 | 623.6137 | 0.0037005 | 0.0039806 | 0.0031544 | 3146.6214 | 0.0028232 | 0.0026402 | 2674.8102 | 0.0023898 | 0.0023105 | 0.0021158 | 0.0020473 | 0.0019102 | 0.0018917 | 0.0011373 | 0.0010749 | 0.0010269 | 0.00097594 | 0.00093618
NSW1 | Hydro | 0 | 0 | 0 | 0 | 0 | 0 | 0 | 0 | 0 | 0 | 0 | 0 | 0 | 0 | 0 | 0 | 0 | 0 | 0 | 0 | 0 | 0 | 0 | 0 | 0
NSW1 | Hydrogen Turbine | 0 | 0 | 0 | 0 | 0 | 0 | 74802.984 | 130985.992 | 173034.208 | 219739.328 | 241935.84 | 209947.056 | 281624.992 | 297794.464 | 200581.456 | 364374.88 | 424078.4 | 397380.128 | 231896.448 | 420458.592 | 209269.312 | 285078.976 | 321044.032 | 227996.832 | 305682.784
NSW1 | Wind | 0 | 0 | 0 | 0 | 0 | 0 | 0 | 0 | 0 | 0 | 0 | 0 | 0 | 0 | 0 | 0 | 0 | 0 | 0 | 0 | 0 | 0 | 0 | 0 | 0
NSW1 | Solar PV | 0 | 0 | 0 | 0 | 0 | 0 | 0 | 0 | 0 | 0 | 0 | 0 | 0 | 0 | 0 | 0 | 0 | 0 | 0 | 0 | 0 | 0 | 0 | 0 | 0
NSW1 | Grid Battery | 0 | 0 | 0 | 0 | 0 | 0 | 0 | 0 | 0 | 0 | 0 | 0 | 0 | 0 | 0 | 0 | 0 | 0 | 0 | 0 | 0 | 0 | 0 | 0 | 0
NSW1 | PHES | 0 | 0 | 0 | 0 | 0 | 0 | 0 | 0 | 0 | 0 | 0 | 0 | 0 | 0 | 0 | 0 | 0 | 0 | 0 | 0 | 0 | 0 | 0 | 0 | 0
NSW1 | VPP | 0 | 0 | 0 | 0 | 0 | 0 | 0 | 0 | 0 | 0 | 0 | 0 | 0 | 0 | 0 | 0 | 0 | 0 | 0 | 0 | 0 | 0 | 0 | 0 | 0
Total |  | 1391612.1848 | 419863.8088 | 392375.3414 | 264652.4166 | 218851.5934 | 82839.5744 | 115130.0509 | 134130.2735 | 179037.8534 | 219917.941 | 249660.1712 | 211821.5429 | 281624.9961 | 300786.4229 | 200581.4597 | 364374.8836 | 424078.4033 | 397380.1312 | 231896.451 | 420458.5947 | 209269.3139 | 285078.9778 | 321044.0337 | 227996.8336 | 305682.7855
Region | Technology | 2024-25 | 2025-26 | 2026-27 | 2027-28 | 2028-29 | 2029-30 | 2030-31 | 2031-32 | 2032-33 | 2033-34 | 2034-35 | 2035-36 | 2036-37 | 2037-38 | 2038-39 | 2039-40 | 2040-41 | 2041-42 | 2042-43 | 2043-44 | 2044-45 | 2045-46 | 2046-47 | 2047-48 | 2048-49
QLD1 | Black Coal | 721928.459 | 484430.581 | 448987.265 | 271810.018 | 220292.093 | 142296.324 | 11338.549 | 11100.602 | 9873.274 | 0 | 0 | 0 | 0 | 0 | 0 | 0 | 0 | 0 | 0 | 0 | 0 | 0 | 0 | 0 | 0
QLD1 | Brown Coal | 0 | 0 | 0 | 0 | 0 | 0 | 0 | 0 | 0 | 0 | 0 | 0 | 0 | 0 | 0 | 0 | 0 | 0 | 0 | 0 | 0 | 0 | 0 | 0 | 0
QLD1 | CCGT | 483892.0911 | 107995.6247 | 84203.3498 | 83477.6776 | 74649.7786 | 56476.5855 | 50201.1146 | 37744.9798 | 38116.067 | 36171.0932 | 44678.0392 | 31524.0631 | 29490.0879 | 27766.6279 | 26182.2258 | 24903.7234 | 22113.9693 | 22300.1713 | 20654.6132 | 19453.3952 | 17747.207 | 16492.7408 | 14973.9406 | 14825.1856 | 13956.5025
QLD1 | Gas - Steam | 0 | 0 | 0 | 0 | 0 | 0 | 0 | 0 | 0 | 0 | 0 | 0 | 0 | 0 | 0 | 0 | 0 | 0 | 0 | 0 | 0 | 0 | 0 | 0 | 0
QLD1 | OCGT / Diesel | 0.0092414 | 0.0071162 | 0.0059495 | 0.005953 | 272.7044 | 0.0048454 | 0.0043765 | 0.0039317 | 0.0038346 | 0.0026149 | 0.0024918 | 0.0017634 | 0.0016663 | 0.0016288 | 0.0015156 | 0.0014418 | 0.0013365 | 0.0012736 | 0.0011982 | 0.0011776 | 0.0010465 | 0.00098717 | 0.00093093 | 0.00087333 | 0.00083688
QLD1 | Hydro | 0 | 0 | 0 | 0 | 0 | 0 | 0 | 0 | 0 | 0 | 0 | 0 | 0 | 0 | 0 | 0 | 0 | 0 | 0 | 0 | 0 | 0 | 0 | 0 | 0
QLD1 | Hydrogen Turbine | 0 | 0 | 0 | 0 | 0 | 0 | 94063.584 | 81348.608 | 70333.976 | 53267.94 | 286642.752 | 182246.608 | 225951.04 | 285033.024 | 98209.248 | 138714.576 | 89462.296 | 129500.552 | 96637.776 | 58624.5 | 98835.312 | 168726.48 | 174922.48 | 86191.344 | 80347.536
QLD1 | Wind | 0 | 0 | 0 | 0 | 0 | 0 | 0 | 0 | 0 | 0 | 0 | 0 | 0 | 0 | 0 | 0 | 0 | 0 | 0 | 0 | 0 | 0 | 0 | 0 | 0
QLD1 | Solar PV | 0 | 0 | 0 | 0 | 0 | 0 | 0 | 0 | 0 | 0 | 0 | 0 | 0 | 0 | 0 | 0 | 0 | 0 | 0 | 0 | 0 | 0 | 0 | 0 | 0
QLD1 | Grid Battery | 0 | 0 | 0 | 0 | 0 | 0 | 0 | 0 | 0 | 0 | 0 | 0 | 0 | 0 | 0 | 0 | 0 | 0 | 0 | 0 | 0 | 0 | 0 | 0 | 0
QLD1 | PHES | 0 | 0 | 0 | 0 | 0 | 0 | 0 | 0 | 0 | 0 | 0 | 0 | 0 | 0 | 0 | 0 | 0 | 0 | 0 | 0 | 0 | 0 | 0 | 0 | 0
QLD1 | VPP | 0 | 0 | 0 | 0 | 0 | 0 | 0 | 0 | 0 | 0 | 0 | 0 | 0 | 0 | 0 | 0 | 0 | 0 | 0 | 0 | 0 | 0 | 0 | 0 | 0
Total |  | 1205820.5593 | 592426.2129 | 533190.6208 | 355287.7016 | 295214.5761 | 198772.9143 | 155603.2519 | 130194.1938 | 118323.3208 | 89439.0358 | 331320.7937 | 213770.6729 | 255441.1296 | 312799.6535 | 124391.4753 | 163618.3009 | 111576.2667 | 151800.7245 | 117292.3904 | 78077.8963 | 116582.5201 | 185219.2218 | 189896.4215 | 101016.5304 | 94304.0394
Region | Technology | 2024-25 | 2025-26 | 2026-27 | 2027-28 | 2028-29 | 2029-30 | 2030-31 | 2031-32 | 2032-33 | 2033-34 | 2034-35 | 2035-36 | 2036-37 | 2037-38 | 2038-39 | 2039-40 | 2040-41 | 2041-42 | 2042-43 | 2043-44 | 2044-45 | 2045-46 | 2046-47 | 2047-48 | 2048-49
VIC1 | Black Coal | 0 | 0 | 0 | 0 | 0 | 0 | 0 | 0 | 0 | 0 | 0 | 0 | 0 | 0 | 0 | 0 | 0 | 0 | 0 | 0 | 0 | 0 | 0 | 0 | 0
VIC1 | Brown Coal | 166783.235 | 154821.568 | 136372.836 | 73736.948 | 27770.06 | 25820.412 | 22831.157 | 0 | 0 | 0 | 0 | 0 | 0 | 0 | 0 | 0 | 0 | 0 | 0 | 0 | 0 | 0 | 0 | 0 | 0
VIC1 | CCGT | 0 | 0.0035135 | 0.0023911 | 0.0020473 | 0.0018787 | 0.0017245 | 0.0015719 | 0.0014036 | 0.0012963 | 0.0011926 | 0.0011572 | 0.0010732 | 0.001002 | 0.00097265 | 0.00090403 | 0.00086347 | 0.00080852 | 0.00077197 | 0.0007294 | 0.00070486 | 0.00065961 | 0.00062386 | 0.00059185 | 0.00055848 | 0.00053258
VIC1 | Gas - Steam | 13839.451 | 4674.9695 | 5340.5595 | 6916.6365 | 16557.624 | 9501.46 | 10712.893 | 370.9717 | 7153.343 | 0.00047207 | 8185.775 | 4971.7455 | 0.00039525 | 12453.316 | 0.00041779 | 0 | 0 | 0 | 0 | 0 | 0 | 0 | 0 | 0 | 0
VIC1 | OCGT / Diesel | 151958.1541 | 19357.5479 | 14209.4651 | 22181.9199 | 47062.1225 | 27469.1498 | 24646.3557 | 1179.0103 | 15040.3661 | 279.3975 | 21857.2832 | 12126.0153 | 50.5497 | 25606.714 | 1152.8865 | 0.0023205 | 1978.8511 | 0.001926 | 0.0014871 | 0.0015362 | 0.0013434 | 0.0012621 | 0.0012068 | 0.00088282 | 0.00085505
VIC1 | Hydro | 0 | 0 | 0 | 0 | 0 | 0 | 0 | 0 | 0 | 0 | 0 | 0 | 0 | 0 | 0 | 0 | 0 | 0 | 0 | 0 | 0 | 0 | 0 | 0 | 0
VIC1 | Hydrogen Turbine | 0 | 0 | 0 | 0 | 0 | 0 | 0 | 0 | 0 | 0 | 0 | 6109.603 | 32859.89 | 56889.584 | 49800.284 | 198397.792 | 278052.896 | 299264.16 | 114837.864 | 300530.624 | 150122.864 | 98111.32 | 321556.128 | 206950.016 | 319414.944
VIC1 | Wind | 0 | 0 | 0 | 0 | 0 | 0 | 0 | 0 | 0 | 0 | 0 | 0 | 0 | 0 | 0 | 0 | 0 | 0 | 0 | 0 | 0 | 0 | 0 | 0 | 0
VIC1 | Solar PV | 0 | 0 | 0 | 0 | 0 | 0 | 0 | 0 | 0 | 0 | 0 | 0 | 0 | 0 | 0 | 0 | 0 | 0 | 0 | 0 | 0 | 0 | 0 | 0 | 0
VIC1 | Grid Battery | 0 | 0 | 0 | 0 | 0 | 0 | 0 | 0 | 0 | 0 | 0 | 0 | 0 | 0 | 0 | 0 | 0 | 0 | 0 | 0 | 0 | 0 | 0 | 0 | 0
VIC1 | PHES | 0 | 0 | 0 | 0 | 0 | 0 | 0 | 0 | 0 | 0 | 0 | 0 | 0 | 0 | 0 | 0 | 0 | 0 | 0 | 0 | 0 | 0 | 0 | 0 | 0
VIC1 | VPP | 0 | 0 | 0 | 0 | 0 | 0 | 0 | 0 | 0 | 0 | 0 | 0 | 0 | 0 | 0 | 0 | 0 | 0 | 0 | 0 | 0 | 0 | 0 | 0 | 0
Total |  | 332580.8401 | 178854.0889 | 155922.863 | 102835.5065 | 91389.8084 | 62791.0235 | 58190.4073 | 1549.9834 | 22193.7104 | 279.3992 | 30043.0594 | 23207.3649 | 32910.4411 | 94949.615 | 50953.1718 | 198397.7952 | 280031.7479 | 299264.1627 | 114837.8662 | 300530.6262 | 150122.866 | 98111.3219 | 321556.1298 | 206950.0174 | 319414.9454
Region | Technology | 2024-25 | 2025-26 | 2026-27 | 2027-28 | 2028-29 | 2029-30 | 2030-31 | 2031-32 | 2032-33 | 2033-34 | 2034-35 | 2035-36 | 2036-37 | 2037-38 | 2038-39 | 2039-40 | 2040-41 | 2041-42 | 2042-43 | 2043-44 | 2044-45 | 2045-46 | 2046-47 | 2047-48 | 2048-49
SA1 | Black Coal | 0 | 0 | 0 | 0 | 0 | 0 | 0 | 0 | 0 | 0 | 0 | 0 | 0 | 0 | 0 | 0 | 0 | 0 | 0 | 0 | 0 | 0 | 0 | 0 | 0
SA1 | Brown Coal | 0 | 0 | 0 | 0 | 0 | 0 | 0 | 0 | 0 | 0 | 0 | 0 | 0 | 0 | 0 | 0 | 0 | 0 | 0 | 0 | 0 | 0 | 0 | 0 | 0
SA1 | CCGT | 270743.376 | 49438.7283 | 17541.4389 | 17460.6182 | 18431.566 | 3021.705 | 12085.1737 | 588.1357 | 6119.7754 | 0.0017003 | 6198.4042 | 3514.3751 | 0.0014232 | 0.0010413 | 0.00096745 | 0.00092056 | 0.00086317 | 0.00082874 | 0.00078181 | 0.00075491 | 0.00069974 | 0.00066127 | 0.00063007 | 0.00059917 | 0.00057662
SA1 | Gas - Steam | 19542.214 | 1073.3288 | 0 | 0 | 0 | 0 | 0 | 0 | 0 | 0 | 0 | 0 | 0 | 0 | 0 | 0 | 0 | 0 | 0 | 0 | 0 | 0 | 0 | 0 | 0
SA1 | OCGT / Diesel | 153556.5808 | 24839.139 | 11914.0294 | 11515.0753 | 14040.5512 | 4715.3589 | 7166.0019 | 1845.3154 | 4610.8684 | 238.1818 | 8162.8184 | 822.3697 | 715.8249 | 5619.7482 | 0.0037994 | 663.6419 | 0.0033697 | 650.7872 | 0.0029966 | 612.0406 | 0.0024235 | 0.0019938 | 0.0016692 | 0.0015817 | 0.0015242
SA1 | Hydro | 0 | 0 | 0 | 0 | 0 | 0 | 0 | 0 | 0 | 0 | 0 | 0 | 0 | 0 | 0 | 0 | 0 | 0 | 0 | 0 | 0 | 0 | 0 | 0 | 0
SA1 | Hydrogen Turbine | 0 | 0 | 0 | 0 | 0 | 0 | 51854.928 | 65328.404 | 74515.256 | 85334.408 | 88211.92 | 77933.4 | 93749.776 | 96902.168 | 86653.024 | 214412.832 | 201617.424 | 190064.592 | 156123.616 | 170481.056 | 143924.56 | 91040.312 | 141305.12 | 133276.312 | 122333.968
SA1 | Wind | 0 | 0 | 0 | 0 | 0 | 0 | 0 | 0 | 0 | 0 | 0 | 0 | 0 | 0 | 0 | 0 | 0 | 0 | 0 | 0 | 0 | 0 | 0 | 0 | 0
SA1 | Solar PV | 0 | 0 | 0 | 0 | 0 | 0 | 0 | 0 | 0 | 0 | 0 | 0 | 0 | 0 | 0 | 0 | 0 | 0 | 0 | 0 | 0 | 0 | 0 | 0 | 0
SA1 | Grid Battery | 0 | 0 | 0 | 0 | 0 | 0 | 0 | 0 | 0 | 0 | 0 | 0 | 0 | 0 | 0 | 0 | 0 | 0 | 0 | 0 | 0 | 0 | 0 | 0 | 0
SA1 | PHES | 0 | 0 | 0 | 0 | 0 | 0 | 0 | 0 | 0 | 0 | 0 | 0 | 0 | 0 | 0 | 0 | 0 | 0 | 0 | 0 | 0 | 0 | 0 | 0 | 0
SA1 | VPP | 0 | 0 | 0 | 0 | 0 | 0 | 0 | 0 | 0 | 0 | 0 | 0 | 0 | 0 | 0 | 0 | 0 | 0 | 0 | 0 | 0 | 0 | 0 | 0 | 0
Total |  | 443842.1708 | 75351.1961 | 29455.4683 | 28975.6934 | 32472.1172 | 7737.0639 | 71106.1036 | 67761.8551 | 85245.8997 | 85572.5915 | 102573.1427 | 82270.1449 | 94465.6023 | 102521.9172 | 86653.0288 | 215076.4748 | 201617.4282 | 190715.3801 | 156123.6198 | 171093.0973 | 143924.5631 | 91040.3147 | 141305.1223 | 133276.3142 | 122333.9701
Region | Technology | 2024-25 | 2025-26 | 2026-27 | 2027-28 | 2028-29 | 2029-30 | 2030-31 | 2031-32 | 2032-33 | 2033-34 | 2034-35 | 2035-36 | 2036-37 | 2037-38 | 2038-39 | 2039-40 | 2040-41 | 2041-42 | 2042-43 | 2043-44 | 2044-45 | 2045-46 | 2046-47 | 2047-48 | 2048-49
TAS1 | Black Coal | 0 | 0 | 0 | 0 | 0 | 0 | 0 | 0 | 0 | 0 | 0 | 0 | 0 | 0 | 0 | 0 | 0 | 0 | 0 | 0 | 0 | 0 | 0 | 0 | 0
TAS1 | Brown Coal | 0 | 0 | 0 | 0 | 0 | 0 | 0 | 0 | 0 | 0 | 0 | 0 | 0 | 0 | 0 | 0 | 0 | 0 | 0 | 0 | 0 | 0 | 0 | 0 | 0
TAS1 | CCGT | 0 | 0.0025422 | 0.0020191 | 0.0018347 | 0.0017813 | 0.0016499 | 0.0016788 | 0.001514 | 0.0014318 | 0.0013078 | 0.0012734 | 0.0011781 | 0.0010981 | 0.0010827 | 0.00099818 | 0.00096551 | 0.00090659 | 0.00085088 | 0.00080331 | 0.00078599 | 0.00072499 | 0.00068375 | 0.00064737 | 0.00060948 | 0.00058934
TAS1 | Gas - Steam | 0 | 0 | 0 | 0 | 0 | 0 | 0 | 0 | 0 | 0 | 0 | 0 | 0 | 0 | 0 | 0 | 0 | 0 | 0 | 0 | 0 | 0 | 0 | 0 | 0
TAS1 | OCGT / Diesel | 30.1604 | 0.0039959 | 0.0031842 | 142.704 | 0.0030622 | 0.0025202 | 1406.8632 | 0.0024422 | 0.0053773 | 0.0018816 | 3446.9677 | 2278.3708 | 0.0016128 | 4752.5012 | 0.0014483 | 0.0017169 | 823.685 | 0.0009758 | 0.00090084 | 0.0010383 | 0.00081964 | 0.00076553 | 0.00073393 | 0.00068817 | 0.0006897
TAS1 | Hydro | 0 | 0 | 0 | 0 | 0 | 0 | 0 | 0 | 0 | 0 | 0 | 0 | 0 | 0 | 0 | 0 | 0 | 0 | 0 | 0 | 0 | 0 | 0 | 0 | 0
TAS1 | Hydrogen Turbine | 0 | 0 | 0 | 0 | 0 | 0 | 2676.0922 | 4629.9435 | 6315.874 | 7730.865 | 8494.153 | 9262.84 | 7673.644 | 16095.488 | 5618.881 | 27762.764 | 25567.106 | 25044.524 | 11283.528 | 22840.064 | 21327.42 | 908.9486 | 19674.328 | 6132.2595 | 17593.998
TAS1 | Wind | 0 | 0 | 0 | 0 | 0 | 0 | 0 | 0 | 0 | 0 | 0 | 0 | 0 | 0 | 0 | 0 | 0 | 0 | 0 | 0 | 0 | 0 | 0 | 0 | 0
TAS1 | Solar PV | 0 | 0 | 0 | 0 | 0 | 0 | 0 | 0 | 0 | 0 | 0 | 0 | 0 | 0 | 0 | 0 | 0 | 0 | 0 | 0 | 0 | 0 | 0 | 0 | 0
TAS1 | Grid Battery | 0 | 0 | 0 | 0 | 0 | 0 | 0 | 0 | 0 | 0 | 0 | 0 | 0 | 0 | 0 | 0 | 0 | 0 | 0 | 0 | 0 | 0 | 0 | 0 | 0
TAS1 | PHES | 0 | 0 | 0 | 0 | 0 | 0 | 0 | 0 | 0 | 0 | 0 | 0 | 0 | 0 | 0 | 0 | 0 | 0 | 0 | 0 | 0 | 0 | 0 | 0 | 0
TAS1 | VPP | 0 | 0 | 0 | 0 | 0 | 0 | 0 | 0 | 0 | 0 | 0 | 0 | 0 | 0 | 0 | 0 | 0 | 0 | 0 | 0 | 0 | 0 | 0 | 0 | 0
Total |  | 30.1604 | 0.0065381 | 0.0052033 | 142.7059 | 0.0048435 | 0.00417 | 4082.9571 | 4629.9475 | 6315.8808 | 7730.8682 | 11941.1219 | 11541.212 | 7673.6467 | 20847.9903 | 5618.8834 | 27762.7667 | 26390.7919 | 25044.5258 | 11283.5297 | 22840.0658 | 21327.4215 | 908.95 | 19674.3294 | 6132.2608 | 17593.9993

## O3C_Build Cost
New generation build cost (CAPEX) by technology ($000s) - O3C, Green Energy Exports Scenario
CAPEX | Real June 2023 dollars discounted to 1 July 2023. The total capital costs are annualised for modelling purposes. Build costs do not include capital costs of existing, committed and anticipated generators and transmission projects since there will be no difference in these costs between the Base Case and option case.
Explicitly modelled generation
Region | Technology | 2024-25 | 2025-26 | 2026-27 | 2027-28 | 2028-29 | 2029-30 | 2030-31 | 2031-32 | 2032-33 | 2033-34 | 2034-35 | 2035-36 | 2036-37 | 2037-38 | 2038-39 | 2039-40 | 2040-41 | 2041-42 | 2042-43 | 2043-44 | 2044-45 | 2045-46 | 2046-47 | 2047-48 | 2048-49
NEM | Black Coal | 0 | 0 | 0 | 0 | 0 | 0 | 0 | 0 | 0 | 0 | 0 | 0 | 0 | 0 | 0 | 0 | 0 | 0 | 0 | 0 | 0 | 0 | 0 | 0 | 0
NEM | Brown Coal | 0 | 0 | 0 | 0 | 0 | 0 | 0 | 0 | 0 | 0 | 0 | 0 | 0 | 0 | 0 | 0 | 0 | 0 | 0 | 0 | 0 | 0 | 0 | 0 | 0
NEM | CCGT | 0 | 0.0059168 | 0.0055847 | 0.0053935 | 0.0050766 | 0.0047445 | 0.004517 | 0.0042327 | 0.0039619 | 0.0037027 | 0.0034691 | 0.0032507 | 0.0030295 | 0.0028472 | 0.002661 | 0.0024935 | 0.0023238 | 0.0021717 | 0.0020297 | 0.0019019 | 0.0017725 | 0.0016565 | 0.0015481 | 0.0014507 | 0.0013789
NEM | Gas - Steam | 0 | 0 | 0 | 0 | 0 | 0 | 0 | 0 | 0 | 0 | 0 | 0 | 0 | 0 | 0 | 0 | 0 | 0 | 0 | 0 | 0 | 0 | 0 | 0 | 0
NEM | OCGT / Diesel | 0 | 0.076346 | 0.075995 | 0.080473 | 0.083931 | 0.082227 | 0.084827 | 0.092138 | 0.097983 | 0.096479 | 0.11647 | 0.1183 | 0.11421 | 0.17659 | 0.16784 | 0.16099 | 0.15366 | 0.14757 | 0.14199 | 0.13741 | 0.13225 | 0.12765 | 0.1236 | 0.12059 | 0.11783
NEM | Hydro | 0 | 0 | 0 | 0 | 0 | 0 | 0 | 0 | 0 | 0 | 0 | 0 | 0 | 0 | 0 | 0 | 0 | 0 | 0 | 0 | 0 | 0 | 0 | 0 | 0
NEM | Hydrogen Turbine | 0 | 0 | 0 | 0 | 0 | 0 | 141157.63 | 135727.7331 | 208775.6035 | 195117.3866 | 416214.9619 | 482462.3805 | 491729.4342 | 467076.1072 | 436519.727 | 655330.7054 | 622650.8014 | 597900.0269 | 558785.0722 | 744976.3306 | 694272.9172 | 648853.1937 | 606404.8541 | 568233.5353 | 648997.3537
NEM | Wind | 4.3963e-06 | 4333197.3353 | 4278998.45 | 6220564.3624 | 6442199.4298 | 7877861.1465 | 9320446.1777 | 9411790.9942 | 9364143.9509 | 9051710.5649 | 9072912.4154 | 8501800.5126 | 8194828.8836 | 8813418.8213 | 8375560.0635 | 8091596.7447 | 7540879.1486 | 7243253.7756 | 7257625.7029 | 6805471.1067 | 6342287.7879 | 6385353.2042 | 6344282.3089 | 6179909.6209 | 6125997.4218
NEM | Solar PV | 6.4284e-06 | 1018564.1825 | 971106.9781 | 1188702.5852 | 1758827.9264 | 1943771.5323 | 2066264.7329 | 2483267.942 | 3000167.728 | 2875037.0367 | 2859891.9903 | 2679870.5914 | 2497477.4337 | 2623554.4778 | 2451920.0795 | 2713020.1295 | 2627622.4054 | 2856524.036 | 2867587.2368 | 3125360.7348 | 2912647.3237 | 2795052.0167 | 2794703.0186 | 2618785.0689 | 2757309.0681
NEM | Grid Battery | 0 | 1144828.2956 | 1143584.4248 | 1231631.7242 | 1147806.3487 | 1072716.2253 | 1002538.5316 | 1249207.5399 | 1331246.3149 | 1319371.1267 | 1236065.781 | 1158259.2551 | 1079427.6357 | 1014284.2802 | 947929.2472 | 888260.1111 | 869078.9097 | 970685.5287 | 1012165.3546 | 1154539.2562 | 1075960.8249 | 713515.4898 | 647821.6854 | 565726.2968 | 527222.988
NEM | PHES | 0 | 0 | 0 | 0 | 693268.8011 | 653449.5764 | 844367.9165 | 791217.669 | 737367.0595 | 689128.0988 | 644044.9665 | 603504.3198 | 562429.5552 | 525635.1869 | 491247.8394 | 460325.3072 | 428995.3706 | 400930.2786 | 374701.2131 | 351115.0028 | 327217.9641 | 305811.2058 | 285804.8722 | 267814.3431 | 249586.8008
NEM | VPP | 0 | 0 | 0 | 0 | 0 | 0 | 0 | 0 | 0 | 0 | 0 | 0 | 0 | 0 | 0 | 0 | 0 | 0 | 0 | 0 | 0 | 0 | 0 | 0 | 0
Total |  | 1.0825e-05 | 6496589.8956 | 6393689.9345 | 8640898.7577 | 10042102.595 | 11547798.5675 | 13374775.078 | 14071211.9746 | 14641700.7587 | 14130364.3139 | 14229130.2351 | 13425897.181 | 12825893.0597 | 13443969.0529 | 12703177.1271 | 12808533.1613 | 12089226.7916 | 12069293.7956 | 12070864.7236 | 12181462.5704 | 11352386.9518 | 10848585.2395 | 10679016.8645 | 10200468.9871 | 10309113.7515
Region | Technology | 2024-25 | 2025-26 | 2026-27 | 2027-28 | 2028-29 | 2029-30 | 2030-31 | 2031-32 | 2032-33 | 2033-34 | 2034-35 | 2035-36 | 2036-37 | 2037-38 | 2038-39 | 2039-40 | 2040-41 | 2041-42 | 2042-43 | 2043-44 | 2044-45 | 2045-46 | 2046-47 | 2047-48 | 2048-49
NSW1 | Black Coal | 0 | 0 | 0 | 0 | 0 | 0 | 0 | 0 | 0 | 0 | 0 | 0 | 0 | 0 | 0 | 0 | 0 | 0 | 0 | 0 | 0 | 0 | 0 | 0 | 0
NSW1 | Brown Coal | 0 | 0 | 0 | 0 | 0 | 0 | 0 | 0 | 0 | 0 | 0 | 0 | 0 | 0 | 0 | 0 | 0 | 0 | 0 | 0 | 0 | 0 | 0 | 0 | 0
NSW1 | CCGT | 0 | 0.0012794 | 0.0011957 | 0.0011204 | 0.0010441 | 0.00097584 | 0.000912 | 0.00085459 | 0.00079643 | 0.00074432 | 0.00069563 | 0.00065184 | 0.00060748 | 0.00056774 | 0.00053059 | 0.00049719 | 0.00046336 | 0.00043304 | 0.00040471 | 0.00037924 | 0.00035343 | 0.0003303 | 0.0003087 | 0.00028926 | 0.00027438
NSW1 | Gas - Steam | 0 | 0 | 0 | 0 | 0 | 0 | 0 | 0 | 0 | 0 | 0 | 0 | 0 | 0 | 0 | 0 | 0 | 0 | 0 | 0 | 0 | 0 | 0 | 0 | 0
NSW1 | OCGT / Diesel | 0 | 0.01511 | 0.014948 | 0.015499 | 0.015622 | 0.015499 | 0.016126 | 0.018054 | 0.018969 | 0.018895 | 0.019318 | 0.018916 | 0.018752 | 0.019456 | 0.018841 | 0.018703 | 0.018503 | 0.018469 | 0.01847 | 0.018608 | 0.018599 | 0.018591 | 0.018633 | 0.018756 | 0.018848
NSW1 | Hydro | 0 | 0 | 0 | 0 | 0 | 0 | 0 | 0 | 0 | 0 | 0 | 0 | 0 | 0 | 0 | 0 | 0 | 0 | 0 | 0 | 0 | 0 | 0 | 0 | 0
NSW1 | Hydrogen Turbine | 0 | 0 | 0 | 0 | 0 | 0 | 63851.6715 | 60038.4368 | 118926.6651 | 111146.416 | 182605.1979 | 228167.712 | 212638.5182 | 198727.5871 | 185726.7169 | 189823.7267 | 176904.2412 | 165331.0667 | 154515.0156 | 182292.3331 | 169885.4375 | 158771.4369 | 148384.5205 | 139044.1717 | 173441.5276
NSW1 | Wind | 0 | 1654953.9885 | 1648490.4593 | 2201753.0444 | 2204045.6809 | 2238538.4399 | 2223417.2956 | 2083460.0328 | 1941658.8389 | 1823057.332 | 1858925.2306 | 1741911.6092 | 1623356.3503 | 1627509.0141 | 1521036.4712 | 1426799.3128 | 1329690.7305 | 1242701.6294 | 1161403.3923 | 1088296.6444 | 1014226.7015 | 947875.4256 | 925053.2477 | 869344.1951 | 810176.2588
NSW1 | Solar PV | 0 | 595415.7889 | 575641.1794 | 592100.3171 | 551801.7244 | 680736.2472 | 636202.1012 | 764383.3811 | 738534.4083 | 690219.0736 | 645178.6984 | 604566.685 | 563419.6132 | 526560.3988 | 492112.527 | 590257.4085 | 550084.2408 | 605074.4634 | 565490.1539 | 580347.8563 | 540849.1287 | 505466.4762 | 472398.5889 | 442662.5541 | 423234.6819
NSW1 | Grid Battery | 0 | 731530.7424 | 688132.3881 | 644816.5784 | 600930.0824 | 561616.9021 | 524875.6098 | 612353.0045 | 593619.2068 | 557677.1702 | 521193.6235 | 488386.0937 | 455146.3274 | 425370.4028 | 397542.4385 | 372518.3915 | 347164.6355 | 346670.8626 | 323991.4742 | 350022.2121 | 326199.5552 | 119508.9222 | 110539.4247 | 103581.3626 | 96531.5754
NSW1 | PHES | 0 | 0 | 0 | 0 | 115205.8731 | 107669.1714 | 100625.4012 | 94291.3432 | 87873.8392 | 82125.086 | 76752.4215 | 71921.0936 | 67026.1132 | 62641.2281 | 58543.2044 | 54858.0951 | 51124.4307 | 47779.864 | 44654.0897 | 41843.3101 | 38995.4372 | 36444.3554 | 34060.1473 | 31916.1712 | 29743.9446
NSW1 | VPP | 0 | 0 | 0 | 0 | 0 | 0 | 0 | 0 | 0 | 0 | 0 | 0 | 0 | 0 | 0 | 0 | 0 | 0 | 0 | 0 | 0 | 0 | 0 | 0 | 0
Total |  | 0 | 2981900.5362 | 2912264.043 | 3438669.9566 | 3471983.3775 | 3588560.777 | 3548972.0963 | 3614526.2173 | 3480612.9781 | 3264225.0975 | 3284655.1919 | 3134953.213 | 2921586.9416 | 2840808.651 | 2654961.3774 | 2634256.9539 | 2454968.2976 | 2407557.9051 | 2250054.1447 | 2242802.3748 | 2090156.279 | 1768066.6352 | 1690435.948 | 1586548.4738 | 1533128.0074
Region | Technology | 2024-25 | 2025-26 | 2026-27 | 2027-28 | 2028-29 | 2029-30 | 2030-31 | 2031-32 | 2032-33 | 2033-34 | 2034-35 | 2035-36 | 2036-37 | 2037-38 | 2038-39 | 2039-40 | 2040-41 | 2041-42 | 2042-43 | 2043-44 | 2044-45 | 2045-46 | 2046-47 | 2047-48 | 2048-49
QLD1 | Black Coal | 0 | 0 | 0 | 0 | 0 | 0 | 0 | 0 | 0 | 0 | 0 | 0 | 0 | 0 | 0 | 0 | 0 | 0 | 0 | 0 | 0 | 0 | 0 | 0 | 0
QLD1 | Brown Coal | 0 | 0 | 0 | 0 | 0 | 0 | 0 | 0 | 0 | 0 | 0 | 0 | 0 | 0 | 0 | 0 | 0 | 0 | 0 | 0 | 0 | 0 | 0 | 0 | 0
QLD1 | CCGT | 0 | 0.0011393 | 0.0010647 | 0.0010561 | 0.00098423 | 0.00091985 | 0.00085967 | 0.00080556 | 0.00075073 | 0.00070162 | 0.00066438 | 0.00062256 | 0.00058018 | 0.00054913 | 0.0005132 | 0.0004809 | 0.00044817 | 0.00041885 | 0.00039145 | 0.00036681 | 0.00034184 | 0.00031948 | 0.00029858 | 0.00027978 | 0.00026655
QLD1 | Gas - Steam | 0 | 0 | 0 | 0 | 0 | 0 | 0 | 0 | 0 | 0 | 0 | 0 | 0 | 0 | 0 | 0 | 0 | 0 | 0 | 0 | 0 | 0 | 0 | 0 | 0
QLD1 | OCGT / Diesel | 0 | 0.015093 | 0.014956 | 0.015307 | 0.015519 | 0.015455 | 0.016119 | 0.018062 | 0.018927 | 0.018871 | 0.018774 | 0.018804 | 0.01871 | 0.018657 | 0.018568 | 0.018662 | 0.018506 | 0.018483 | 0.018488 | 0.018628 | 0.018618 | 0.018616 | 0.018658 | 0.01878 | 0.018875
QLD1 | Hydro | 0 | 0 | 0 | 0 | 0 | 0 | 0 | 0 | 0 | 0 | 0 | 0 | 0 | 0 | 0 | 0 | 0 | 0 | 0 | 0 | 0 | 0 | 0 | 0 | 0
QLD1 | Hydrogen Turbine | 0 | 0 | 0 | 0 | 0 | 0 | 39674.8208 | 37177.413 | 34944.0634 | 32658.0033 | 130073.3972 | 121885.6772 | 113590.085 | 106158.9579 | 99213.9794 | 92968.7649 | 86641.2703 | 80973.1498 | 75675.8412 | 105525.0599 | 98342.9784 | 91909.3257 | 85896.5661 | 80489.6418 | 79125.3253
QLD1 | Wind | 0 | 1588270.3242 | 1484364.7908 | 1951314.6091 | 1818507.3348 | 2181844.2601 | 2496869.447 | 2552356.8729 | 2609989.7859 | 2730994.0475 | 2774760.0994 | 2600097.4937 | 2581829.5902 | 2543907.0698 | 2423682.2802 | 2369694.7287 | 2208412.2742 | 2063936.7476 | 2417142.4985 | 2269681.3975 | 2115205.9005 | 2434809.3799 | 2594335.8119 | 2548249.0021 | 2375917.7666
QLD1 | Solar PV | 0 | 0.15008 | 0.14075 | 0.38407 | 196044.5794 | 311826.8865 | 291427.1258 | 440450.696 | 634419.8158 | 651814.6473 | 763823.8734 | 715743.5114 | 667029.6981 | 750189.9154 | 701112.0717 | 695052.8131 | 746998.8135 | 769372.8242 | 916978.6257 | 1042771.972 | 971800.4587 | 981176.4409 | 1099492.1819 | 1030282.5333 | 989951.9099
QLD1 | Grid Battery | 0 | 69414.5591 | 96690.8949 | 97067.5596 | 90461.0993 | 84543.084 | 79012.2281 | 74038.6614 | 113411.1218 | 156670.4465 | 146420.989 | 137204.24 | 127866.0611 | 124973.9315 | 116798.0687 | 109445.9917 | 143271.2031 | 159847.378 | 254372.6699 | 300837.5803 | 280362.4447 | 244099.6315 | 219915.9085 | 204404.2498 | 190492.4084
QLD1 | PHES | 0 | 0 | 0 | 0 | 198932.7482 | 185918.4601 | 173755.5734 | 162818.1957 | 151736.7218 | 141810.0234 | 132532.7363 | 124190.2095 | 115737.7716 | 108166.1438 | 101089.8548 | 94726.5614 | 88279.4327 | 82504.1461 | 77106.6854 | 72253.0753 | 67335.4999 | 62930.3766 | 58813.4407 | 55111.3179 | 51360.4179
QLD1 | VPP | 0 | 0 | 0 | 0 | 0 | 0 | 0 | 0 | 0 | 0 | 0 | 0 | 0 | 0 | 0 | 0 | 0 | 0 | 0 | 0 | 0 | 0 | 0 | 0 | 0
Total |  | 0 | 1657685.0496 | 1581055.8425 | 2048382.5691 | 2303945.7782 | 2764132.707 | 3080739.212 | 3266841.8579 | 3544501.5284 | 3713947.1875 | 3947611.1147 | 3699121.1512 | 3606053.2252 | 3633396.0377 | 3441896.2739 | 3361888.8788 | 3273603.0127 | 3156634.2646 | 3741276.3396 | 3791069.104 | 3533047.3012 | 3814925.1735 | 4058453.9281 | 3918536.764 | 3686847.8472
Region | Technology | 2024-25 | 2025-26 | 2026-27 | 2027-28 | 2028-29 | 2029-30 | 2030-31 | 2031-32 | 2032-33 | 2033-34 | 2034-35 | 2035-36 | 2036-37 | 2037-38 | 2038-39 | 2039-40 | 2040-41 | 2041-42 | 2042-43 | 2043-44 | 2044-45 | 2045-46 | 2046-47 | 2047-48 | 2048-49
VIC1 | Black Coal | 0 | 0 | 0 | 0 | 0 | 0 | 0 | 0 | 0 | 0 | 0 | 0 | 0 | 0 | 0 | 0 | 0 | 0 | 0 | 0 | 0 | 0 | 0 | 0 | 0
VIC1 | Brown Coal | 0 | 0 | 0 | 0 | 0 | 0 | 0 | 0 | 0 | 0 | 0 | 0 | 0 | 0 | 0 | 0 | 0 | 0 | 0 | 0 | 0 | 0 | 0 | 0 | 0
VIC1 | CCGT | 0 | 0.0012773 | 0.0011938 | 0.0011452 | 0.0010673 | 0.00099747 | 0.00093222 | 0.00087354 | 0.00081408 | 0.00076083 | 0.00071105 | 0.00066629 | 0.00062095 | 0.00058032 | 0.00054236 | 0.00050822 | 0.00047363 | 0.00044264 | 0.00041369 | 0.00038765 | 0.00036126 | 0.00033763 | 0.00031554 | 0.00029568 | 0.00027861
VIC1 | Gas - Steam | 0 | 0 | 0 | 0 | 0 | 0 | 0 | 0 | 0 | 0 | 0 | 0 | 0 | 0 | 0 | 0 | 0 | 0 | 0 | 0 | 0 | 0 | 0 | 0 | 0
VIC1 | OCGT / Diesel | 0 | 0.015398 | 0.015727 | 0.018244 | 0.021249 | 0.020166 | 0.019548 | 0.019759 | 0.021869 | 0.020847 | 0.034842 | 0.038272 | 0.035862 | 0.03373 | 0.03174 | 0.029978 | 0.028155 | 0.026537 | 0.025016 | 0.023654 | 0.022244 | 0.020993 | 0.019931 | 0.019344 | 0.01913
VIC1 | Hydro | 0 | 0 | 0 | 0 | 0 | 0 | 0 | 0 | 0 | 0 | 0 | 0 | 0 | 0 | 0 | 0 | 0 | 0 | 0 | 0 | 0 | 0 | 0 | 0 | 0
VIC1 | Hydrogen Turbine | 0 | 0 | 0 | 0 | 0 | 0 | 0 | 0 | 0 | 0 | 0 | 12788.2922 | 54021.5687 | 58003.3355 | 54208.7252 | 213434.4386 | 198907.9978 | 185895.325 | 173733.9486 | 234547.7792 | 218584.3552 | 204284.4441 | 190920.0413 | 178902.2123 | 228180.6783
VIC1 | Wind | 0 | 692984.0966 | 647648.6925 | 1263681.9261 | 1199516.5529 | 1438526.2144 | 1781652.2071 | 1895623.6894 | 1955125.3659 | 1827219.9698 | 1912143.4609 | 1791779.9206 | 1776291.7225 | 1759297.0041 | 1736723.8034 | 1713943.4281 | 1597291.692 | 1492795.9738 | 1395136.4241 | 1307316.8803 | 1218340.3241 | 1138635.817 | 1064145.6252 | 997160.9347 | 929293.7299
VIC1 | Solar PV | 0 | 185210.404 | 173093.8364 | 381934.2229 | 671770.5867 | 634188.7273 | 592897.2115 | 555576.1602 | 721860.6846 | 674636.154 | 640581.9676 | 600259.3043 | 559405.3946 | 534174.5851 | 499228.5844 | 467803.6833 | 435964.7614 | 407443.7056 | 380788.5104 | 356819.0698 | 332533.8087 | 310779.2607 | 290447.9102 | 272165.1085 | 257260.8415
VIC1 | Grid Battery | 0 | 175948.3745 | 201812.8876 | 313545.7215 | 292205.6642 | 273089.4075 | 255223.7456 | 239158.2414 | 284651.6243 | 266029.5574 | 248625.7696 | 232975.5449 | 217119.1302 | 202915.1028 | 189640.2859 | 177703.022 | 165608.4804 | 154774.2851 | 144648.8688 | 135543.7019 | 126318.5416 | 72628.449 | 58227.5799 | 22435.449 | 20908.491
VIC1 | PHES | 0 | 0 | 0 | 0 | 321768.7827 | 300718.4887 | 281045.3165 | 263354.3787 | 245430.365 | 229374.1728 | 214368.3857 | 200874.5556 | 187202.9458 | 174956.0243 | 163510.303 | 153217.8328 | 142789.7604 | 133448.3743 | 124718.107 | 116867.4866 | 108913.4346 | 101788.2567 | 95129.2121 | 89141.1212 | 83074.138
VIC1 | VPP | 0 | 0 | 0 | 0 | 0 | 0 | 0 | 0 | 0 | 0 | 0 | 0 | 0 | 0 | 0 | 0 | 0 | 0 | 0 | 0 | 0 | 0 | 0 | 0 | 0
Total |  | 0 | 1054142.8917 | 1022555.4334 | 1959161.8899 | 2485261.6089 | 2646522.8591 | 2910818.5011 | 2953712.4905 | 3207068.0625 | 2997259.8756 | 3015719.6194 | 2838677.6566 | 2794040.7982 | 2729346.0861 | 2643311.7342 | 2726102.4353 | 2540562.7206 | 2374357.6908 | 2219025.8843 | 2151094.9419 | 2004690.4867 | 1828116.2487 | 1698870.3888 | 1559804.8454 | 1518717.8982
Region | Technology | 2024-25 | 2025-26 | 2026-27 | 2027-28 | 2028-29 | 2029-30 | 2030-31 | 2031-32 | 2032-33 | 2033-34 | 2034-35 | 2035-36 | 2036-37 | 2037-38 | 2038-39 | 2039-40 | 2040-41 | 2041-42 | 2042-43 | 2043-44 | 2044-45 | 2045-46 | 2046-47 | 2047-48 | 2048-49
SA1 | Black Coal | 0 | 0 | 0 | 0 | 0 | 0 | 0 | 0 | 0 | 0 | 0 | 0 | 0 | 0 | 0 | 0 | 0 | 0 | 0 | 0 | 0 | 0 | 0 | 0 | 0
SA1 | Brown Coal | 0 | 0 | 0 | 0 | 0 | 0 | 0 | 0 | 0 | 0 | 0 | 0 | 0 | 0 | 0 | 0 | 0 | 0 | 0 | 0 | 0 | 0 | 0 | 0 | 0
SA1 | CCGT | 0 | 0.0012666 | 0.0011837 | 0.0011092 | 0.0010337 | 0.00096611 | 0.0009029 | 0.00084607 | 0.00078848 | 0.0007369 | 0.00068869 | 0.00064534 | 0.00060142 | 0.00056207 | 0.0005253 | 0.00049224 | 0.00045873 | 0.00042872 | 0.00040068 | 0.00037546 | 0.0003499 | 0.00032701 | 0.00030562 | 0.00028638 | 0.00027305
SA1 | Gas - Steam | 0 | 0 | 0 | 0 | 0 | 0 | 0 | 0 | 0 | 0 | 0 | 0 | 0 | 0 | 0 | 0 | 0 | 0 | 0 | 0 | 0 | 0 | 0 | 0 | 0
SA1 | OCGT / Diesel | 0 | 0.015706 | 0.015438 | 0.016123 | 0.016077 | 0.015682 | 0.016273 | 0.018117 | 0.018995 | 0.018925 | 0.019127 | 0.018892 | 0.018773 | 0.019791 | 0.019083 | 0.018796 | 0.018541 | 0.018498 | 0.018503 | 0.018644 | 0.018625 | 0.018617 | 0.018658 | 0.018782 | 0.018871
SA1 | Hydro | 0 | 0 | 0 | 0 | 0 | 0 | 0 | 0 | 0 | 0 | 0 | 0 | 0 | 0 | 0 | 0 | 0 | 0 | 0 | 0 | 0 | 0 | 0 | 0 | 0
SA1 | Hydrogen Turbine | 0 | 0 | 0 | 0 | 0 | 0 | 35893.7265 | 34968.1525 | 50824.0214 | 47499.0854 | 96657.8046 | 103993.2812 | 96915.4532 | 90575.1899 | 84649.7103 | 125728.3245 | 117171.2 | 125489.1843 | 117279.6115 | 187396.0898 | 174641.8303 | 163216.6638 | 152538.9381 | 142937.0815 | 133208.7215
SA1 | Wind | 0 | 396988.8039 | 442928.7891 | 623505.3197 | 767143.1364 | 1219979.3814 | 1351246.4691 | 1266190.4887 | 1180013.0227 | 1102815.9097 | 1030669.075 | 965791.6298 | 900059.4364 | 1246702.5591 | 1165142.5792 | 1104230.5357 | 1029076.1257 | 1157456.5033 | 1081735.0502 | 1013643.1608 | 944654.1664 | 882854.3616 | 843758.6319 | 905888.1294 | 1017749.1445
SA1 | Solar PV | 0 | 237937.8091 | 222371.7846 | 214667.6143 | 339210.9708 | 317019.5994 | 522061.361 | 690268.4482 | 785525.0879 | 746378.628 | 705645.2697 | 661227.0717 | 616223.6692 | 727209.8881 | 679635.4097 | 636854.4538 | 593509.8628 | 793264.139 | 741368.3544 | 899012.8667 | 837825.6595 | 783014.635 | 731789.38 | 685725.4915 | 730374.8083
SA1 | Grid Battery | 0 | 167934.5623 | 156948.1902 | 176201.7905 | 164209.4202 | 153466.7485 | 143426.868 | 323657.2205 | 339563.9762 | 338993.5911 | 319825.0581 | 299693.0562 | 279295.8174 | 261024.1334 | 243947.7896 | 228592.0283 | 213033.957 | 309392.4094 | 289151.7858 | 368135.233 | 343079.7894 | 277278.0396 | 259138.3554 | 235304.8471 | 219289.8987
SA1 | PHES | 0 | 0 | 0 | 0 | 0 | 0 | 0 | 0 | 0 | 0 | 0 | 0 | 0 | 0 | 0 | 0 | 0 | 0 | 0 | 0 | 0 | 0 | 0 | 0 | 0
SA1 | VPP | 0 | 0 | 0 | 0 | 0 | 0 | 0 | 0 | 0 | 0 | 0 | 0 | 0 | 0 | 0 | 0 | 0 | 0 | 0 | 0 | 0 | 0 | 0 | 0 | 0
Total |  | 0 | 802861.1924 | 822248.7805 | 1014374.7417 | 1270563.5445 | 1690465.7459 | 2052628.4417 | 2315084.3289 | 2355926.1279 | 2235687.2339 | 2152797.2271 | 2030705.0584 | 1892494.3957 | 2325511.7909 | 2173375.5084 | 2095405.3617 | 1952791.1645 | 2385602.255 | 2229534.8209 | 2468187.3693 | 2300201.4644 | 2106363.7189 | 1987225.3244 | 1969855.5685 | 2100622.5922
Region | Technology | 2024-25 | 2025-26 | 2026-27 | 2027-28 | 2028-29 | 2029-30 | 2030-31 | 2031-32 | 2032-33 | 2033-34 | 2034-35 | 2035-36 | 2036-37 | 2037-38 | 2038-39 | 2039-40 | 2040-41 | 2041-42 | 2042-43 | 2043-44 | 2044-45 | 2045-46 | 2046-47 | 2047-48 | 2048-49
TAS1 | Black Coal | 0 | 0 | 0 | 0 | 0 | 0 | 0 | 0 | 0 | 0 | 0 | 0 | 0 | 0 | 0 | 0 | 0 | 0 | 0 | 0 | 0 | 0 | 0 | 0 | 0
TAS1 | Brown Coal | 0 | 0 | 0 | 0 | 0 | 0 | 0 | 0 | 0 | 0 | 0 | 0 | 0 | 0 | 0 | 0 | 0 | 0 | 0 | 0 | 0 | 0 | 0 | 0 | 0
TAS1 | CCGT | 0 | 0.00095423 | 0.0009468 | 0.00096254 | 0.00094716 | 0.00088519 | 0.00091024 | 0.00085295 | 0.00081215 | 0.00075902 | 0.00070936 | 0.00066471 | 0.00061947 | 0.00058798 | 0.00054951 | 0.00051492 | 0.00047988 | 0.00044848 | 0.00041914 | 0.00039276 | 0.00036603 | 0.00034208 | 0.0003197 | 0.00029958 | 0.00028633
TAS1 | Gas - Steam | 0 | 0 | 0 | 0 | 0 | 0 | 0 | 0 | 0 | 0 | 0 | 0 | 0 | 0 | 0 | 0 | 0 | 0 | 0 | 0 | 0 | 0 | 0 | 0 | 0
TAS1 | OCGT / Diesel | 0 | 0.015038 | 0.014926 | 0.015301 | 0.015463 | 0.015425 | 0.016761 | 0.018146 | 0.019223 | 0.018941 | 0.024407 | 0.023411 | 0.022113 | 0.084952 | 0.079608 | 0.074854 | 0.069959 | 0.065588 | 0.061517 | 0.057878 | 0.054164 | 0.050832 | 0.047719 | 0.044925 | 0.042102
TAS1 | Hydro | 0 | 0 | 0 | 0 | 0 | 0 | 0 | 0 | 0 | 0 | 0 | 0 | 0 | 0 | 0 | 0 | 0 | 0 | 0 | 0 | 0 | 0 | 0 | 0 | 0
TAS1 | Hydrogen Turbine | 0 | 0 | 0 | 0 | 0 | 0 | 1737.4113 | 3543.7308 | 4080.8536 | 3813.8819 | 6878.5623 | 15627.4179 | 14563.8092 | 13611.0368 | 12720.5952 | 33375.4508 | 43026.0921 | 40211.301 | 37580.6552 | 35215.0687 | 32818.3158 | 30671.3233 | 28664.7882 | 26860.428 | 35041.101
TAS1 | Wind | 4.3963e-06 | 0.12212 | 55565.7183 | 180309.4631 | 452986.7248 | 798972.8507 | 1467260.759 | 1614159.9104 | 1677356.9375 | 1567623.3058 | 1496414.5495 | 1402219.8594 | 1313291.7841 | 1636003.1741 | 1528974.9294 | 1476928.7393 | 1376408.3262 | 1286362.9215 | 1202208.3377 | 1126533.0237 | 1049860.6955 | 981178.22 | 916988.9923 | 859267.3596 | 992860.522
TAS1 | Solar PV | 6.4284e-06 | 0.030386 | 0.036903 | 0.046817 | 0.065043 | 0.071975 | 23676.9335 | 32589.2565 | 119827.7313 | 111988.5339 | 104662.1812 | 98074.019 | 91399.0586 | 85419.6904 | 79831.4867 | 323051.7708 | 301064.7269 | 281368.9038 | 262961.5924 | 246408.97 | 229638.2682 | 214615.2039 | 200574.9577 | 187949.3816 | 356486.8265
TAS1 | Grid Battery | 0 | 0.057248 | 0.063961 | 0.074283 | 0.082526 | 0.083174 | 0.080139 | 0.41212 | 0.38584 | 0.3615 | 0.34076 | 0.32039 | 0.29961 | 0.70972 | 0.66449 | 0.67755 | 0.63374 | 0.59352 | 0.5558 | 0.529 | 0.49399 | 0.44754 | 0.41694 | 0.38829 | 0.6145
TAS1 | PHES | 0 | 0 | 0 | 0 | 57361.397 | 59143.4562 | 288941.6254 | 270753.7513 | 252326.1336 | 235818.8165 | 220391.4229 | 206518.4611 | 192462.7247 | 179871.7907 | 168104.4772 | 157522.8179 | 146801.7468 | 137197.8942 | 128222.331 | 120151.1308 | 111973.5924 | 104648.2172 | 97802.0721 | 91645.7327 | 85408.3002
TAS1 | VPP | 0 | 0 | 0 | 0 | 0 | 0 | 0 | 0 | 0 | 0 | 0 | 0 | 0 | 0 | 0 | 0 | 0 | 0 | 0 | 0 | 0 | 0 | 0 | 0 | 0
Total |  | 1.0825e-05 | 0.22575 | 55565.835 | 180309.6005 | 510348.2858 | 858116.4784 | 1781616.8269 | 1921047.0801 | 2053592.0618 | 1919244.9194 | 1828347.0819 | 1722440.1019 | 1611717.6989 | 1914906.4872 | 1789632.2332 | 1990879.5316 | 1867301.5962 | 1745141.6801 | 1630973.5341 | 1528308.7804 | 1424291.4205 | 1331113.4631 | 1244031.2752 | 1165723.3355 | 1469797.4066

## O3C_REZ Tx Cost
REZ transmission expansion cost by region ($000s) - O3C, Green Energy Exports Scenario
REZ Expansion | Real June 2023 dollars discounted to 1 July 2023. As with the total capital costs, the REZ transmission expansion costs are annualised for modelling purposes. Build costs do not include capital costs of existing, committed and anticipated transmission projects since there will be no difference in these costs between the Base Case and option case.
Explicitly modelled generation
Region | Technology | 2024-25 | 2025-26 | 2026-27 | 2027-28 | 2028-29 | 2029-30 | 2030-31 | 2031-32 | 2032-33 | 2033-34 | 2034-35 | 2035-36 | 2036-37 | 2037-38 | 2038-39 | 2039-40 | 2040-41 | 2041-42 | 2042-43 | 2043-44 | 2044-45 | 2045-46 | 2046-47 | 2047-48 | 2048-49
NSW1 | Transmission | 17903.2798 | 96169.4089 | 101719.7962 | 103683.6843 | 96626.9284 | 91001.041 | 85047.7027 | 81425.513 | 76445.9432 | 71766.7001 | 67071.6829 | 62849.7275 | 58572.1484 | 55074.0346 | 51541.6651 | 55405.0704 | 51790.6569 | 49784.2326 | 48036.5883 | 46373.0291 | 43487.2817 | 40642.3202 | 37983.4784 | 35858.549 | 33418.0021
QLD1 | Transmission | 204.1561 | 210461.6307 | 202492.3314 | 218427.2675 | 216899.9366 | 362423.3889 | 580147.115 | 672330.6598 | 653625.3998 | 642707.037 | 695545.5289 | 658309.9189 | 677311.7623 | 654423.2996 | 650819.3609 | 674360.0698 | 647460.1727 | 610308.6071 | 644967.6559 | 605598.5483 | 609971.1995 | 799289.2676 | 824681.6257 | 850480.8449 | 821407.3716
VIC1 | Transmission | 14267.4584 | 24421.2812 | 28785.7521 | 62351.8749 | 95580.1955 | 101832.626 | 102092.3829 | 105201.1641 | 107045.6438 | 100416.3162 | 104521.9751 | 97942.639 | 91276.621 | 85549.4429 | 87341.4478 | 81849.7334 | 76508.4495 | 72844.2701 | 68511.8625 | 64727.638 | 60322.2473 | 56375.9325 | 52687.788 | 49371.2547 | 46011.0269
SA1 | Transmission | 70.8412 | 50170.6825 | 61153.1935 | 74964.0793 | 108356.808 | 140331.74 | 187567.0902 | 206508.7378 | 212542.1455 | 203275.7332 | 189977.3219 | 178024.4475 | 167204.0329 | 203698.976 | 190762.9719 | 185685.4202 | 173981.0898 | 230598.4662 | 215559.7406 | 258094.6625 | 241037.6119 | 225268.7973 | 216787.5908 | 214785.7862 | 232911.019
TAS1 | Transmission | 1827.6667 | 1708.1019 | 1596.3576 | 7255.6992 | 21911.6301 | 49938.1558 | 53279.385 | 51217.3007 | 50011.8092 | 46740.009 | 43760.2348 | 41005.6631 | 38214.8006 | 50035.8465 | 50467.5943 | 55507.577 | 51729.7101 | 48345.5237 | 45182.7327 | 42338.6192 | 39457.0347 | 36875.7337 | 34463.303 | 32404.1076 | 39024.4119
NEM | Total | 34273.4022 | 382931.1052 | 395747.4308 | 466682.6052 | 539375.4986 | 745526.9518 | 1008133.6758 | 1116683.3755 | 1099670.9415 | 1064905.7954 | 1100876.7436 | 1038132.396 | 1032579.3653 | 1048781.5998 | 1030933.04 | 1052807.8707 | 1001470.079 | 1011881.0998 | 1022258.5801 | 1017132.4972 | 994275.3751 | 1158452.0514 | 1166603.7859 | 1182900.5425 | 1172771.8315

## O3C_USE+DSP Cost
USE+DSP cost by region ($000s) - O3C, Green Energy Exports Scenario
USE+DSP | Real June 2023 dollars discounted to 1 July 2023
Explicitly modelled generation
Region | Technology | 2024-25 | 2025-26 | 2026-27 | 2027-28 | 2028-29 | 2029-30 | 2030-31 | 2031-32 | 2032-33 | 2033-34 | 2034-35 | 2035-36 | 2036-37 | 2037-38 | 2038-39 | 2039-40 | 2040-41 | 2041-42 | 2042-43 | 2043-44 | 2044-45 | 2045-46 | 2046-47 | 2047-48 | 2048-49
NSW1 | USE+DSP | 172849.6611 | 78497.4127 | 58800.1903 | 70024.712 | 31973.3675 | 45630.659 | 34072.6918 | 37110.296 | 34162.0334 | 28452.7157 | 51068.8145 | 14040.3184 | 15705.5683 | 35033.3745 | 7882.805 | 20719.7884 | 8088.4513 | 16593.3197 | 2746.2362 | 14109.4865 | 3512.112 | 4105.9291 | 1948.0392 | 0.39021 | 7376.1163
QLD1 | USE+DSP | 234611.4617 | 73037.8026 | 71287.9705 | 89328.6587 | 84013.6706 | 90379.4506 | 85281.4865 | 61281.7166 | 81078.8585 | 63936.6937 | 71036.7567 | 68691.7986 | 67367.9685 | 102812.1026 | 33409.0098 | 63488.6786 | 11980.8773 | 37224.7365 | 16378.3009 | 18888.0817 | 15886.9452 | 24940.0468 | 12375.3504 | 0.059839 | 39658.0744
VIC1 | USE+DSP | 213803.4339 | 76865.376 | 58558.0079 | 68658.9491 | 57112.929 | 56069.3983 | 49373.9726 | 43353.4581 | 60806.4784 | 23039.6221 | 67742.8526 | 19799.8224 | 14789.6891 | 44198.2911 | 5348.8099 | 39969.5349 | 8066.63 | 16194.4167 | 118.9132 | 28022.7294 | 8219.3753 | 0.063075 | 1035.3468 | 0.068367 | 15436.6502
SA1 | USE+DSP | 68387.1831 | 25933.7699 | 19485.773 | 23759.6099 | 19476.4813 | 19495.9864 | 20529.561 | 20284.8877 | 16499.283 | 22627.4952 | 28852.8177 | 7460.1625 | 9428.7271 | 18934.5302 | 3206.9253 | 12051.8448 | 2441.3639 | 14272.7125 | 894.7237 | 23043.6132 | 4092.0001 | 0.053756 | 5615.4862 | 982.6337 | 7133.2552
TAS1 | USE+DSP | 18212.5453 | 1173.2046 | 1002.89 | 3851.0526 | 5444.1421 | 8677.9293 | 13900.6213 | 16219.4853 | 23480.8598 | 10309.4563 | 16099.7786 | 4349.3832 | 3527.905 | 10270.1451 | 736.2399 | 14153.7678 | 7229.7765 | 6289.555 | 0.038154 | 11179.9334 | 3046.22 | 0.02838 | 2242.5282 | 0.034413 | 7305.3403
NEM | Total | 707864.2852 | 255507.5658 | 209134.8317 | 255622.9821 | 198020.5904 | 220253.4235 | 203158.3332 | 178249.8437 | 216027.5132 | 148365.983 | 234801.0201 | 114341.4849 | 110819.858 | 211248.4435 | 50583.79 | 150383.6145 | 37807.099 | 90574.7404 | 20138.2121 | 95243.8442 | 34756.6524 | 29046.1211 | 23216.7508 | 983.1865 | 76909.4364