## Cover
Reinforcing the New South Wales Southern Shared Network
PACR market modelling workbook
TransGrid | 29 July 2021

## Release notice
Notice
Ernst & Young ("EY") was engaged on the instructions of NSW Electricity Networks Operations Pty Limited as trustee for NSW Electricity Networks Operations Trust ("TransGrid" or “Client”) to undertake market modelling of system costs and benefits to support the Reinforcing the New South Wales Southern Shared Network (HumeLink) Regulatory Investment Test for Transmission (RIT-T) relating to various network upgrade options to provide additional transfer capacity to the state’s demand centres.
The results of Ernst & Young’s work, including the assumptions and qualifications made in preparing the workbook dated 29 July 2021 (“Workbook”), are set out in Ernst & Young's report dated 29 July 2021 ("Report"). The Workbook and Report should be read in their entirety including this notice, the applicable scope of the work and any limitations. A reference to the Workbook includes any part of the Workbook. No further work has been undertaken by Ernst & Young since the date of the Workbook to update it.
EY has prepared the Workbook under the directions of the Client. EY has not been engaged to act, and has not acted, as advisor to any other party. Accordingly, EY makes no representations as to the appropriateness, accuracy or completeness of the Workbook for any other party's purposes.
No reliance may be placed upon the Workbook or any of its contents by any party other than the Client (“Third Parties”). Any Third Party receiving a copy of the Workbook must make and rely on their own enquiries in relation to the issues to which the Workbook relates, the contents of the Workbook and all matters arising from or relating to or in any way connected with the Workbook or its contents.
EY disclaims all responsibility to any Third Parties for any loss or liability that the Third Parties may suffer or incur arising from or relating to or in any way connected with the contents of the Workbook, the provision of the Workbook to the Third Parties or the reliance upon the Workbook by the Third Parties.
No claim or demand or any actions or proceedings may be brought against EY arising from or connected with the contents of the Workbook or the provision of the Workbook to the Third Parties. EY will be released and forever discharged from any such claims, demands, actions or proceedings.
Our work commenced on 19 January 2021 and was completed on 5 July 2021. Therefore, our Workbook does not take account of events or circumstances arising after 5 July 2021 and we have no responsibility to update the Workbook for such events or circumstances.
In preparing this Workbook we have considered and relied upon information from a range of sources believed to be reliable and accurate. We do not imply, and it should not be construed, that we have verified any of the information provided to us, or that our enquiries could have identified any matter that a more extensive examination might disclose.
The work performed as part of our scope considers information provided to us and a number of combinations of input assumptions relating to future conditions, which may not necessarily represent actual or most likely future conditions. Additionally, modelling work performed as part of our scope inherently requires assumptions about future behaviours and market interactions, which may result in forecasts that deviate from future conditions. There will usually be differences between estimated and actual results, because events and circumstances frequently do not occur as expected, and those differences may be material. We take no responsibility that the projected outcomes will be achieved, if any.
We highlight that our analysis and Workbook do not constitute investment advice or a recommendation to you on a future course of action. We provide no assurance that the scenarios we have modelled will be accepted by any relevant authority or third party.
The modelling outputs included in the attached sheets are based on the assumptions stated and on information provided by the Client and other information sources used during the course of the engagement. The outputs are contingent on the collection of assumptions as agreed with the Client, and no consideration has been given to other market events, announcements or other changing circumstances. Neither EY nor any partner, director or employee thereof undertakes responsibility in any way whatsoever to any person in respect of errors in this Workbook arising from incorrect information provided by the Client or other information sources used.
EY has consented to the Workbook being published electronically on the Client’s website alongside the Report and Addendum for informational purposes only. EY has not consented to distribution or disclosure beyond this. The material contained in the Workbook, including the EY logo, is copyright. The copyright in the material contained in the Workbook itself, excluding EY logo, vests in the Client. The Workbook, including the EY logo, cannot be altered without prior written permission from EY.
EY’s liability is limited by a scheme approved under Professional Standards Legislation.

## Version notes
Change log
2021-07-29 | 1 | Humelink Market Modelling Result Workbooks supporting the Addendum to the PACR, Fast Change Scenario (FastOC3).

## Abbreviations and notes
Acronyms
AEMO | Australian Energy Market Operator
CCGT | Closed cycle gas turbine
Diesel | Diesel generator
Distributed PV | PV non-scheduled generators (PVNSG) and Rooftop PV
DSP | Demand-side participation
ESOO | Electricity Statement Of Opportunities
FOM | Fixed operations and maintenance
Gas - Steam | Gas-powered steam turbine
GWh | Gigawatt-hours
LS Battery | Explicitly modelled existing and new entrant (8 hour or less) battery storage
MW | Megawatts
NEM | National Electricity Market
OCGT | Open cycle gas turbine
PACR | Project Assessment Conclusions Report
PV | Photovoltaic
PVNSG | PV non-scheduled generators
Rehab | Rehabilitation (after closing an existing generator)
USE | Unserved energy
VOM | Variable operations and maintenance
VPP | Virtual power plants
Notes
1. Base Case simulations do not include HumeLink.
2. Tumut 3 generation is included in Hydro, whereas Tumut 3 pump is included in Pumped Hydro Pump.
3. REZ expansion costs only capture intra-regional network augmentations. These costs do not include the cost of interconnectors.
4. New entrant capacity and retiring capacity for allowable generators are made at the beginning of each financial year, on 1 July.
5. Other non-scheduled generation is handled on the demand side as per AEMO's 2020 ESOO.

## ---Compare options---
Compare |  | Option3C | to | BaseCase |  | 0 | 1 | 2 | 3 | 4 | 5 | 6 | 7 | 8 | 9 | 10 | 11 | 12 | 13 | 14 | 15 | 16 | 17 | 18 | 19 | 20 | 21 | 22 | 23 | 24
NEM discounted market benefits (excluding competition benefits)
Select region | NEM
[5 empty] | Real June 2019 dollars ($m) discounted to June 2021 | 2021-22 | 2022-23 | 2023-24 | 2024-25 | 2025-26 | 2026-27 | 2027-28 | 2028-29 | 2029-30 | 2030-31 | 2031-32 | 2032-33 | 2033-34 | 2034-35 | 2035-36 | 2036-37 | 2037-38 | 2038-39 | 2039-40 | 2040-41 | 2041-42 | 2042-43 | 2043-44 | 2044-45 | 2045-46
|  |  |  | Build | CAPEX | -0.0071139 | -0.022343 | 59.4284 | 61.6972 | -3.135 | 60.5196 | 111.2037 | -120.4024 | -336.1984 | 434.5603 | 462.6017 | 946.2551 | 812.8649 | 912.7896 | 816.2094 | 887.4489 | 1423.7197 | 1345.365 | 1444.3502 | 1378.2697 | 1300.9006 | 1229.0474 | 1193.3347 | 1186.6994 | 1172.6558
|  |  |  | FOM | FOM | -0.00057415 | -0.0048666 | 29.9573 | 34.1774 | -32.2657 | 137.7787 | 211.3665 | 77.6111 | -49.0176 | 35.5776 | 33.292 | 104.9365 | 88.9076 | 106.5163 | 126.1453 | 107.4344 | 176.905 | 176.2326 | 193.7191 | 174.6492 | 171.4317 | 157.6412 | 157.7501 | 156.6488 | 160.9599
|  |  |  | Fuel | Fuel | -0.048534 | -0.14553 | -2.163 | -4.2463 | -0.86145 | 21.455 | 52.8625 | 104.5937 | 148.8987 | 182.8351 | 195.2324 | 202.2224 | 214.8101 | 220.5182 | 230.4476 | 254.0099 | 266.919 | 275.9595 | 282.6766 | 288.6327 | 305.0018 | 360.5431 | 409.8909 | 464.5437 | 513.0706
|  |  |  | VOM | VOM | 0.0086996 | 0.023685 | 0.56326 | 1.11 | 1.5305 | -0.30393 | -3.9913 | -16.4776 | -24.8053 | -39.1631 | -47.6471 | -60.5615 | -70.6491 | -80.9386 | -92.0911 | -99.2652 | -107.9201 | -115.4412 | -124.7312 | -132.7019 | -138.3838 | -142.2482 | -145.6311 | -148.7583 | -151.6846
|  |  |  | REHAB | REHAB | 0 | 0 | 0 | -0.64787 | 2.6774 | -22.5263 | -31.5198 | -28.0845 | -19.3626 | -19.3454 | -16.8567 | -16.8567 | -16.8567 | -16.8567 | -16.8567 | -16.8567 | -16.8567 | -18.83 | -18.83 | -18.83 | -18.83 | -18.83 | -18.83 | -18.83 | -20.6298
|  |  |  | REZ Tx | REZ | -0.00017342 | -0.00086139 | -0.00097513 | -0.0010762 | -0.0012075 | -0.0013676 | -0.0013907 | -0.0022726 | 127.0316 | 127.0316 | 127.0315 | 127.0313 | 127.0313 | 122.7285 | 326.4049 | 335.2912 | 506.0881 | 499.8513 | 491.5675 | 489.3652 | 474.0154 | 466.9099 | 445.6403 | 449.296 | 446.8566
|  |  |  | USE+DSP | USE+DSP | -0.00053804 | -0.0010176 | -3.0753 | -2.144 | -3.8876 | 3.9638 | 7.1675 | 5.1962 | 13.1145 | 20.9553 | 21.0432 | 21.3823 | 25.2929 | 25.2068 | 34.3438 | 35.1356 | 38.356 | 38.1973 | 42.7944 | 43.7896 | 37.4682 | 39.0138 | 37.8265 | 29.6667 | 33.2485
[5 empty] | Total cumulative market benefits | -0.048234 | -0.15093 | 84.7097 | 89.9454 | -35.9432 | 200.8854 | 347.0877 | 22.4343 | -140.3392 | 742.4513 | 774.697 | 1324.4094 | 1181.401 | 1289.9642 | 1424.6032 | 1503.1981 | 2287.2111 | 2201.3346 | 2311.5467 | 2223.1744 | 2131.6039 | 2092.0773 | 2079.9816 | 2119.2664 | 2154.477
NEM competition benefits
[5 empty] | Real June 2019 dollars ($m) discounted to June 2021 | 2021-22 | 2022-23 | 2023-24 | 2024-25 | 2025-26 | 2026-27 | 2027-28 | 2028-29 | 2029-30 | 2030-31 | 2031-32 | 2032-33 | 2033-34 | 2034-35 | 2035-36 | 2036-37 | 2037-38 | 2038-39 | 2039-40 | 2040-41 | 2041-42 | 2042-43 | 2043-44 | 2044-45 | 2045-46
[5 empty] | Competition cost savings | 0 | 0 | 0 | 0 | 0 | 0 | 25.6188 | 48.6529 | 72.7809 | 86.1692 | 115.2226 | 135.5133 | 152.6555 | 159.2022 | 164.9208 | 173.2896 | 177.3486 | 180.7061 | 187.3282 | 189.5724 | 193.9999 | 190.4156 | 190.0236 | 187.9403 | 184.4157
[5 empty] | Savings due to demand response | 0 | 0 | 0 | 0 | 0 | 0 | 3.0272 | 11.3522 | 12.762 | 14.2119 | 15.9408 | 15.8461 | 16.5663 | 16.6492 | 21.7826 | 35.059 | 105.9923 | 111.0786 | 123.7933 | 129.5031 | 153.3888 | 171.4021 | 176.9085 | 188.4552 | 199.2392
[5 empty] | Total cumulative competition benefits | 0 | 0 | 0 | 0 | 0 | 0 | 28.646 | 60.0051 | 85.5429 | 100.3811 | 131.1635 | 151.3594 | 169.2218 | 175.8514 | 186.7034 | 208.3487 | 283.3409 | 291.7847 | 311.1215 | 319.0755 | 347.3887 | 361.8177 | 366.9321 | 376.3955 | 383.6549
NEM capacity difference by year
Select region | NEM
[5 empty] | Capacity difference (MW) | 2021-22 | 2022-23 | 2023-24 | 2024-25 | 2025-26 | 2026-27 | 2027-28 | 2028-29 | 2029-30 | 2030-31 | 2031-32 | 2032-33 | 2033-34 | 2034-35 | 2035-36 | 2036-37 | 2037-38 | 2038-39 | 2039-40 | 2040-41 | 2041-42 | 2042-43 | 2043-44 | 2044-45 | 2045-46
[5 empty] | Black Coal | 0 | 0 | 0 | -10.1164 | -28.9688 | -738.1383 | -877.2812 | -1090.3295 | -553.4091 | -551.7678 | -65.4018 | -28.9692 | -28.9692 | -28.9692 | -0.00035 | 0 | 0 | 0 | 0 | 0 | 0 | 0 | 0 | -5e-05 | -5e-05
[5 empty] | Brown Coal | 0 | 0 | 0 | -0.0014837 | 46.3524 | 46.3522 | 43.3495 | 89.6151 | 89.6151 | 89.6151 | 89.6151 | 89.6151 | 89.6151 | 89.6151 | 89.6151 | 89.6151 | 89.6151 | 15.8862 | 15.8862 | 15.8862 | 15.8862 | 15.8862 | 15.8862 | 15.8862 | -261.5291
[5 empty] | CCGT | 0 | 0.00043646 | 0.00041082 | 0.00045662 | 0.00046703 | 0.00047483 | 0.00048558 | 0.00056972 | 0.00055323 | 0.00056673 | 0.0005667 | 0.00061407 | 0.00065989 | 0.00070076 | 0.00061604 | 0.00083799 | 0.0010618 | 0.0011275 | 0.0011794 | 0.0011809 | 0.0013815 | 0.0015786 | 0.0016384 | 0.0016066 | 0.0016836
[5 empty] | Gas - Steam | 0 | 0 | 0 | 0 | 0 | 0 | 0 | 0 | 0 | 0 | 0 | 0 | 0 | 0 | 0 | 0 | 0 | 0 | 0 | 0 | 0 | 0 | 0 | 0 | 0
[5 empty] | OCGT / Diesel | 0.0005369 | 0.00060279 | 0.00061211 | 0.000683 | 0.00074601 | 0.00087471 | 0.00087231 | 0.0009343 | 0.00091948 | 0.00097869 | 0.00097649 | 0.00098897 | 0.0010215 | 0.00070745 | -0.0034965 | -827.6502 | -1636.9059 | -1636.9059 | -1636.9058 | -1636.9058 | -1636.9054 | -1636.9055 | -1569.5316 | -1605.1201 | -1660.2854
[5 empty] | Hydro | 0 | 0 | 0 | 0 | 0 | 0 | 0 | 0 | 0 | 0 | 0 | 0 | 0 | 0 | 0 | 0 | 0 | 0 | 0 | 0 | 0 | 0 | 0 | 0 | 0
[5 empty] | Wind | 0 | 0.010857 | -110.7467 | -112.1925 | -67.3797 | -231.0852 | -359.8239 | -146.8663 | 384.5976 | 349.0471 | 283.7953 | 123.3116 | 123.2739 | 39.3617 | -51.7184 | -57.223 | -379.7444 | -84.9708 | -261.3803 | -127.9507 | -236.6965 | -149.2914 | -147.3225 | -102.3201 | 572.2984
[5 empty] | Solar PV | 0.0030051 | -0.0039735 | 125.0682 | 125.0684 | 124.9584 | 340.28 | 504.605 | 504.6078 | -80.3816 | -80.3811 | -80.3899 | -194.5779 | -97.9514 | -97.9508 | -208.0394 | 152.5924 | -217.4749 | -327.272 | -327.2747 | 16.7007 | -42.9854 | 493.643 | 131.8352 | 131.835 | 131.8374
[5 empty] | LS Battery | 0.0022306 | 0.0023516 | 0.0021963 | 0.0021964 | 0.0030526 | 0.0052057 | 0.0051764 | 1.3392 | 1.3392 | -1369.1883 | -1320.3644 | -2006.1273 | -1773.6168 | -1901.8678 | -1002.075 | -943.3573 | -1076.9868 | -1076.9868 | -1076.9903 | -1076.9903 | -169.2631 | 133.4253 | 147.6274 | 348.9672 | 348.9657
[5 empty] | Pumped Hydro | 0 | 0 | 0 | 0.0031481 | 0.0029954 | 0.0039866 | 0.003926 | 0.0054231 | 0.0026739 | 0.0026265 | 0.0027878 | 0.0031272 | 0.003135 | 0.0028336 | -210.0021 | -0.0018465 | -52.8481 | -52.8474 | -164.689 | -164.6889 | -311.0244 | -365.347 | -91.1259 | -136.6491 | -235.8693
[5 empty] | VPP | 0 | 0 | 0 | 0 | 0 | 0 | 0 | 0 | 0 | 0 | 0 | 0 | 0 | 0 | 0 | 0 | 0 | 0 | 0 | 0 | 0 | 0 | 0 | 0 | 0
[5 empty] | LS Battery pump | 0.0022306 | 0.0023516 | 0.0021963 | 0.0021964 | 0.0030526 | 0.0052057 | 0.0051764 | 1.3392 | 1.3392 | -1369.1883 | -1320.3644 | -2006.1273 | -1773.6168 | -1901.8678 | -1002.075 | -943.3573 | -1076.9868 | -1076.9868 | -1076.9903 | -1076.9903 | -169.2631 | 133.4253 | 147.6274 | 348.9672 | 348.9657
[5 empty] | Pumped Hydro pump | 0 | 0 | 0 | 0.0031481 | 0.0029954 | 0.0039866 | 0.003926 | 0.0054231 | 0.0026739 | 0.0026265 | 0.0027878 | 0.0031272 | 0.003135 | 0.0028336 | -210.0021 | -0.0018465 | -52.8481 | -52.8474 | -164.689 | -164.6889 | -311.0244 | -365.347 | -91.1259 | -136.6491 | -235.8693
[5 empty] | VPP pump | 0 | 0 | 0 | 0 | 0 | 0 | 0 | 0 | 0 | 0 | 0 | 0 | 0 | 0 | 0 | 0 | 0 | 0 | 0 | 0 | 0 | 0 | 0 | 0 | 0
NEM generation difference by year
Select region | NEM
[5 empty] | Generation difference (GWh)* | 2021-22 | 2022-23 | 2023-24 | 2024-25 | 2025-26 | 2026-27 | 2027-28 | 2028-29 | 2029-30 | 2030-31 | 2031-32 | 2032-33 | 2033-34 | 2034-35 | 2035-36 | 2036-37 | 2037-38 | 2038-39 | 2039-40 | 2040-41 | 2041-42 | 2042-43 | 2043-44 | 2044-45 | 2045-46
[5 empty] | Black Coal | -2.1245 | 1.4194 | 46.9701 | 57.7545 | -281.1202 | -874.3569 | -499.7924 | -2144.1219 | -1663.2041 | -1469.9821 | -951.6215 | -200.219 | -327.3536 | -100.5813 | 597.7125 | 113.7588 | 976.7205 | 948.5808 | 1351.2073 | 150.4887 | 636.6994 | 226.0589 | -93.453 | -223.8256 | -43.5595
[5 empty] | Brown Coal | -0.67 | -5.8594 | -21.893 | -34.487 | 261.6411 | 407.727 | 383.2876 | 1202.4582 | 524.0464 | 803.8144 | 560.7516 | 569.7902 | 553.339 | 639.4375 | 733.2267 | 576.3962 | 926.7992 | 352.2611 | 381.123 | 797.7665 | 124.0818 | 100.0689 | 437.7141 | 111.7193 | -1643.7743
[5 empty] | CCGT | 0.025487 | 0.0019866 | 0.12177 | 0.0027154 | 0.0027265 | 6.7001 | -47.5556 | 28.7893 | -36.3031 | -50.7595 | 0.0031824 | -69.5171 | -216.2995 | -90.3963 | -152.9811 | -376.4105 | 16.9227 | 113.041 | 205.4596 | 153.4335 | -0.36573 | 17.4704 | -171.5619 | -115.4488 | 2.6946
[5 empty] | Gas - Steam | 0.000561 | 0.000245 | 0.1371 | -0.13122 | -0.98972 | -15.5965 | -21.0483 | -59.0595 | -62.048 | -44.9944 | -6.0993 | -6.1871 | -6.8092 | -20.9953 | -22.288 | 0.41522 | 25.233 | -5.2427 | 0 | 0 | 0 | 0 | 0 | 0 | 0
[5 empty] | OCGT / Diesel | 0.0031609 | 0.0027251 | 0.21141 | 0.35848 | -5.5927 | -12.9936 | -30.7248 | -33.5665 | -67.8604 | -50.5519 | -10.9482 | -44.7839 | -42.9004 | -23.6834 | -181.447 | -226.9708 | -456.9064 | -406.4245 | -496.4574 | -238.0542 | -526.4655 | -1328.1118 | -1076.6157 | -1313.1482 | -1210.172
[5 empty] | Hydro | -0.0091275 | -0.212 | 14.576 | 11.8717 | -3.1105 | 27.4351 | 39.9223 | 295.4799 | 97.1769 | 277.7143 | 140.9243 | 255.5342 | 207.5006 | 181.7382 | 248.1201 | 190.1544 | 194.0292 | 136.7852 | 187.0059 | 176.6596 | 103.7384 | 171.7205 | 98.8108 | 47.2391 | 144.2699
[5 empty] | Wind | 0.037815 | 0.098096 | -354.2689 | -345.6318 | -218.7254 | -539.002 | -975.3133 | -166.9523 | 1586.2012 | 974.8824 | 525.4108 | -14.9915 | 84.2877 | -132.6328 | -473.8592 | -351.5349 | -1266.7371 | -657.29 | -884.2893 | -855.1379 | -490.3528 | -373.3185 | 498.6732 | 1003.7743 | 2385.0222
[5 empty] | Solar PV | 1.8725 | 1.3361 | 333.7317 | 323.7303 | 319.5308 | 1029.7832 | 1515.5688 | 1287.355 | 50.4131 | -350.9782 | -432.0498 | -655.3009 | -409.3328 | -494.8276 | -869.4833 | 11.4774 | -618.8272 | -819.0317 | -996.3281 | -243.6343 | -0.34966 | 1264.5204 | 410.0169 | 391.9302 | 358.8203
[5 empty] | LS Battery | -0.096771 | 0.060267 | 1.2261 | 1.4831 | -0.35969 | -1.7925 | 0.55614 | 36.7228 | 8.5714 | -1567.8803 | -1505.3567 | -2310.1654 | -2037.0695 | -2068.6867 | -1159.7965 | -1068.8775 | -1140.4788 | -1151.5371 | -1207.0475 | -1164.3713 | -174.9319 | 148.3169 | 193.8088 | 377.7736 | 373.0412
[5 empty] | Pumped Hydro | -0.013893 | -0.02951 | 8.8645 | 7.6189 | -2.1488 | 366.4835 | 506.1559 | 1288.0682 | 777.6061 | 1493.2489 | 888.7832 | 1451.093 | 1281.2084 | 1278.5998 | 944.2159 | 1259.14 | 1317.0619 | 1174.5108 | 1166.4283 | 1007.6706 | 605.0729 | 887.9461 | 1117.7934 | 1332.372 | 958.6394
[5 empty] | VPP | 0.026548 | 0.0089151 | 1.6003 | 1.7101 | 0.33865 | -1.5237 | 6.7045 | 51.0403 | -8.2297 | 16.1829 | 1.9785 | 14.8703 | 5.4515 | 2.2372 | -8.6868 | -9.979 | -27.1856 | -17.1544 | -2.6101 | 27.1265 | -15.5058 | 28.292 | -14.2064 | -5.8904 | 15.2969
[5 empty] | LS Battery pump | -0.11947 | 0.048191 | 1.5397 | 1.8312 | -0.44409 | -2.213 | 0.68664 | 45.3367 | 10.2149 | -1935.2876 | -1860.7079 | -2849.8161 | -2514.8973 | -2556.4232 | -1429.3588 | -1319.6015 | -1412.1791 | -1415.8076 | -1491.8449 | -1441.7503 | -217.1703 | 188.7755 | 240.0626 | 464.294 | 461.6374
[5 empty] | Pumped Hydro Pump | -0.030848 | 0.007205 | 31.026 | 25.9251 | 59.8236 | 478.5806 | 779.5511 | 1738.5917 | 1434.0615 | 2182.0963 | 1423.5272 | 2188.6332 | 1972.6248 | 2018.5234 | 1524.4572 | 1900.9039 | 1922.3686 | 1746.5594 | 1732.4334 | 1671.5661 | 1009.6517 | 1322.5645 | 1709.7234 | 1755.7555 | 1524.1922
[5 empty] | VPP pump | 0.031233 | 0.010492 | 1.8828 | 2.0119 | 0.39842 | -1.7926 | 7.8876 | 60.0474 | -9.682 | 19.0388 | 2.3276 | 17.4944 | 6.4135 | 2.632 | -10.2196 | -11.7401 | -31.9832 | -20.1816 | -3.0707 | 31.9135 | -18.2421 | 33.2847 | -16.7134 | -6.9298 | 17.9965
*Generation shown is as-generated whereas demand met is sent-out. The difference in as-generated generation between HumeLink Option 3C and the Base Case is due to different auxiliaries and losses.

## Competition Benefits
Competition benefits ($000s) - HumeLink Option 3C, Fast Change Scenario
Real June 2019 dollars discounted to June 2021
| 2021-22 | 2022-23 | 2023-24 | 2024-25 | 2025-26 | 2026-27 | 2027-28 | 2028-29 | 2029-30 | 2030-31 | 2031-32 | 2032-33 | 2033-34 | 2034-35 | 2035-36 | 2036-37 | 2037-38 | 2038-39 | 2039-40 | 2040-41 | 2041-42 | 2042-43 | 2043-44 | 2044-45 | 2045-46
Competition cost savings | 0 | 0 | 0 | 0 | 0 | 0 | 25618.79 | 48652.95 | 72780.9 | 86169.18 | 115222.6 | 135513.3 | 152655.5 | 159202.2 | 164920.8 | 173289.6 | 177348.6 | 180706.1 | 187328.2 | 189572.4 | 193999.9 | 190415.6 | 190023.6 | 187940.3 | 184415.7
Savings due to demand response | 0 | 0 | 0 | 0 | 0 | 0 | 3027.247 | 11352.19 | 12762 | 14211.87 | 15940.85 | 15846.1 | 16566.35 | 16649.21 | 21782.64 | 35059.05 | 105992.3 | 111078.6 | 123793.3 | 129503.1 | 153388.8 | 171402.1 | 176908.5 | 188455.2 | 199239.2
Total cumulative competition benefits | 0 | 0 | 0 | 0 | 0 | 0 | 28646.037 | 60005.14 | 85542.9 | 100381.05 | 131163.45 | 151359.4 | 169221.85 | 175851.41 | 186703.44 | 208348.65 | 283340.9 | 291784.7 | 311121.5 | 319075.5 | 347388.7 | 361817.7 | 366932.1 | 376395.5 | 383654.9

## BaseCase_CF
Annual capacity factor by technology - Base Case, Fast Change Scenario
Explicitly modelled generation
Region | Technology | 2021-22 | 2022-23 | 2023-24 | 2024-25 | 2025-26 | 2026-27 | 2027-28 | 2028-29 | 2029-30 | 2030-31 | 2031-32 | 2032-33 | 2033-34 | 2034-35 | 2035-36 | 2036-37 | 2037-38 | 2038-39 | 2039-40 | 2040-41 | 2041-42 | 2042-43 | 2043-44 | 2044-45 | 2045-46
NEM | Black Coal | 61.58% | 54.27% | 60.39% | 62.75% | 62.92% | 58.42% | 61.91% | 64.87% | 65.98% | 65.83% | 65.79% | 69.26% | 72.78% | 66.62% | 70.56% | 66.36% | 69.12% | 70.69% | 68.69% | 63.16% | 65.19% | 70.39% | 65.04% | 58.7% | 56.24%
NEM | Brown Coal | 76.11% | 65.47% | 72.54% | 77.53% | 76.85% | 73.47% | 69.8% | 73.14% | 68.38% | 74.05% | 76.89% | 77.6% | 79.06% | 76.8% | 74.07% | 74.71% | 70.97% | 71.66% | 69.16% | 66.27% | 69.78% | 71.51% | 63.15% | 59.82% | 61.89%
NEM | CCGT | 9.096% | 8.584% | 7.091% | 7.091% | 7.091% | 7.091% | 7.354% | 7.311% | 8.019% | 7.665% | 7.091% | 8.665% | 9.433% | 9.858% | 15.27% | 13.25% | 20.1% | 22.2% | 21.89% | 23.73% | 23.61% | 30.96% | 27.95% | 27.17% | 27.8%
NEM | Gas - Steam | 5.855% | 6.282% | 6.601% | 0.8366% | 0.8921% | 1.199% | 1.311% | 1.973% | 2.197% | 1.743% | 0.8979% | 0.9412% | 0.8746% | 1.135% | 2.051% | 1.675% | 3.619% | 2.967% | - | - | - | - | - | - | -
NEM | OCGT / Diesel | 0.08483% | 0.08073% | 0.1779% | 0.04312% | 0.1091% | 0.1909% | 0.1816% | 0.2773% | 0.3683% | 0.2662% | 0.06772% | 0.1665% | 0.1251% | 0.2066% | 0.852% | 0.7227% | 1.648% | 1.205% | 2.176% | 2.589% | 2.765% | 5.213% | 7.187% | 6.522% | 5.932%
NEM | Hydro | 20.21% | 26.19% | 21.21% | 23.49% | 26.65% | 24.99% | 25.27% | 29.17% | 25.73% | 21.33% | 26.97% | 22.07% | 23.75% | 26.61% | 25.04% | 24.8% | 28.61% | 24.96% | 20.98% | 26.72% | 21.47% | 23.3% | 26.38% | 24.41% | 24.45%
NEM | Wind | 33.57% | 36.28% | 32.45% | 32.66% | 34.68% | 35.91% | 36.32% | 35.19% | 33.29% | 34.69% | 36.93% | 35.03% | 34.23% | 36.83% | 37.98% | 38.53% | 36.65% | 35.69% | 35.93% | 35.93% | 33.65% | 30.94% | 33.74% | 34.81% | 36.22%
NEM | Solar PV | 27.73% | 28.72% | 28.81% | 28.54% | 27.79% | 29.54% | 29.61% | 26.25% | 27.56% | 29.31% | 30.21% | 29.97% | 29.03% | 28.14% | 30.22% | 30.26% | 26.75% | 28.14% | 29.63% | 30.3% | 29.87% | 28.97% | 28.27% | 30.14% | 30.38%
NEM | LS Battery | 8.989% | 4.227% | 5.663% | 5.281% | 5.692% | 5.811% | 5.878% | 8.727% | 8.964% | 11.66% | 11.51% | 11.98% | 12.04% | 11.68% | 12.34% | 12.24% | 11.75% | 11.78% | 12.11% | 11.78% | 11.99% | 12.61% | 12.21% | 12.76% | 12.82%
NEM | Pumped Hydro | 0.9744% | 2.076% | 4.095% | 4.408% | 4.8% | 8.387% | 9.204% | 7.457% | 18.57% | 18.43% | 17.19% | 19.68% | 17.84% | 16.64% | 20.52% | 19.39% | 20.83% | 20.69% | 22.71% | 22.93% | 23.2% | 23.84% | 23.88% | 25.35% | 24.73%
NEM | VPP | 6.521% | 7.933% | 7.827% | 7.729% | 8.196% | 8.237% | 8.223% | 7.757% | 8.179% | 7.694% | 7.337% | 7.166% | 7.021% | 6.725% | 6.737% | 6.556% | 6.448% | 6.34% | 6.315% | 6.144% | 6.283% | 6.274% | 5.998% | 6.08% | 6.009%
Region | Technology | 2021-22 | 2022-23 | 2023-24 | 2024-25 | 2025-26 | 2026-27 | 2027-28 | 2028-29 | 2029-30 | 2030-31 | 2031-32 | 2032-33 | 2033-34 | 2034-35 | 2035-36 | 2036-37 | 2037-38 | 2038-39 | 2039-40 | 2040-41 | 2041-42 | 2042-43 | 2043-44 | 2044-45 | 2045-46
NSW1 | Black Coal | 54.62% | 47.69% | 54.41% | 57.74% | 56.64% | 51.11% | 57.53% | 58.75% | 59.65% | 61.56% | 63.61% | 66.62% | 73.87% | 67.36% | 67.6% | 63.35% | 69.5% | 73.21% | 70.43% | 57.37% | 68.65% | - | - | - | -
NSW1 | Brown Coal | bar: 2021-22 to 2045-46
NSW1 | CCGT | 0.4224% | 0.6336% | 0.6359% | 1.197% | 1.197% | 1.197% | 1.197% | 1.199% | 1.206% | 1.206% | 1.197% | 3.01% | 4.086% | 5.55% | 13.34% | 10.47% | 19.8% | 22.14% | 22.74% | 24.4% | 23.63% | 34.22% | 20.9% | - | -
NSW1 | Gas - Steam | bar: 2021-22 to 2045-46
NSW1 | OCGT / Diesel | 5.502e-06% | 5.189e-06% | 0.03112% | 0.0007359% | 0.0227% | 0.02047% | 0.01963% | 0.02373% | 0.01545% | 0.02656% | 0.005279% | 0.06478% | 0.1448% | 0.03375% | 1.035% | 0.7543% | 1.045% | 0.8444% | 1.441% | 1.465% | 1.452% | 4.34% | 6.537% | 6.955% | 6.829%
NSW1 | Hydro | 8.785% | 9.564% | 8.859% | 11.84% | 12.99% | 13.15% | 13.51% | 16.61% | 14.82% | 12.43% | 11.78% | 12% | 13.22% | 13.58% | 13.67% | 13.19% | 16.79% | 14.43% | 12.96% | 13.18% | 12.02% | 14.24% | 14.87% | 14.43% | 14.4%
NSW1 | Wind | 34.74% | 39.21% | 35.53% | 34.01% | 36.9% | 38.48% | 37.52% | 36.09% | 30.23% | 33.07% | 33.97% | 34.28% | 33.4% | 35.58% | 36.86% | 36.35% | 33.48% | 30.36% | 32.28% | 32.24% | 32.77% | 30.1% | 32.37% | 33.16% | 33.23%
NSW1 | Solar PV | 24.6% | 27.21% | 27.11% | 27.92% | 27.36% | 29.45% | 29.56% | 26.51% | 27.38% | 29.44% | 30.3% | 29.77% | 28.98% | 28.01% | 30.3% | 30.34% | 27.02% | 28.15% | 29.95% | 30.66% | 29.99% | 29.2% | 28.43% | 30.64% | 30.71%
NSW1 | LS Battery | - | - | - | - | - | - | - | - | - | 13.08% | 13.05% | 13.13% | 13.08% | 12.52% | 13.26% | 13.17% | 12.54% | 12.53% | 13.03% | 12.66% | 12.91% | 12.89% | 12.4% | 13.1% | 13.12%
NSW1 | Pumped Hydro | 0.3026% | 2.495% | 3.869% | 4.854% | 4.575% | 8.348% | 8.962% | 7.398% | 19.74% | 19.6% | 18.44% | 20.97% | 19.03% | 17.81% | 21.68% | 20.6% | 21.32% | 21.04% | 23.14% | 23.37% | 23.15% | 23.01% | 23.66% | 25.01% | 24.25%
NSW1 | VPP | 3.368% | 8.003% | 6.117% | 7.274% | 7.836% | 7.962% | 7.961% | 7.284% | 7.915% | 7.307% | 6.977% | 6.828% | 6.75% | 6.422% | 6.575% | 6.459% | 6.291% | 6.236% | 6.227% | 6.165% | 6.222% | 6.322% | 6.068% | 6.145% | 6.067%
Region | Technology | 2021-22 | 2022-23 | 2023-24 | 2024-25 | 2025-26 | 2026-27 | 2027-28 | 2028-29 | 2029-30 | 2030-31 | 2031-32 | 2032-33 | 2033-34 | 2034-35 | 2035-36 | 2036-37 | 2037-38 | 2038-39 | 2039-40 | 2040-41 | 2041-42 | 2042-43 | 2043-44 | 2044-45 | 2045-46
QLD1 | Black Coal | 70.36% | 62.18% | 66.48% | 67.88% | 70.3% | 67% | 66.77% | 72.08% | 71.59% | 69.5% | 67.19% | 70.94% | 72.08% | 66.15% | 71.24% | 67.15% | 68.99% | 69.83% | 68.11% | 65.12% | 64.02% | 70.39% | 65.04% | 58.7% | 56.24%
QLD1 | Brown Coal | bar: 2021-22 to 2045-46
QLD1 | CCGT | 8.517% | 8.41% | 8.41% | 9.358% | 9.358% | 9.358% | 9.846% | 9.765% | 9.6% | 9.554% | 9.358% | 11.39% | 12.26% | 10.31% | 17.68% | 18.37% | 23.71% | 26.04% | 25.65% | 27.95% | 28.19% | 35.09% | 34.6% | 32.46% | 41.44%
QLD1 | Gas - Steam | bar: 2021-22 to 2045-46
QLD1 | OCGT / Diesel | 0.002356% | 5.288e-06% | 0.01609% | 0.03798% | 0.09161% | 0.0732% | 0.05138% | 0.1205% | 0.05438% | 0.03896% | 0.04514% | 0.1232% | 0.1075% | 0.04115% | 0.4474% | 0.8071% | 2.414% | 1.199% | 2.257% | 2.96% | 2.721% | 7.825% | 7.192% | 9.704% | 9.676%
QLD1 | Hydro | 52.19% | 52.06% | 52.13% | 51.84% | 51.74% | 51.69% | 51.8% | 51.24% | 51.37% | 51.26% | 51.35% | 51.07% | 50.94% | 50.81% | 50.83% | 50.42% | 43.04% | 43.71% | 43.26% | 43.47% | 43.57% | - | - | - | -
QLD1 | Wind | 35.71% | 34.76% | 34.3% | 31.43% | 39.1% | 38.58% | 42.12% | 44.43% | 42.91% | 44.02% | 42.9% | 39.93% | 35.59% | 41.3% | 40.85% | 41.85% | 41.67% | 41.24% | 41.42% | 37.98% | 36.87% | 31.3% | 37.03% | 36.72% | 38.64%
QLD1 | Solar PV | 30.28% | 30.93% | 31.13% | 29.75% | 29.15% | 30.97% | 30.75% | 25.89% | 28.55% | 29.75% | 30.91% | 31.03% | 29.74% | 29.16% | 30.93% | 30.83% | 25.84% | 28.48% | 29.7% | 30.82% | 30.67% | 29.57% | 29.09% | 30.66% | 30.9%
QLD1 | LS Battery | 4.654% | 8.259% | 10.67% | 11.69% | 14.22% | 14.61% | 15.52% | 13.08% | 13.6% | 13.57% | 13.13% | 13.45% | 13.38% | 12.81% | 13.42% | 13.12% | 12.51% | 12.87% | 13% | 13.02% | 13.13% | 13.07% | 12.88% | 12.99% | 12.92%
QLD1 | Pumped Hydro | 1.257% | 1.9% | 4.19% | 4.22% | 5.701% | 8.546% | 10.17% | 7.693% | 9.768% | 9.583% | 7.801% | 9.995% | 8.885% | 7.818% | 11.36% | 9.864% | 18.76% | 19.24% | 20.15% | 20.45% | 22.7% | 24.77% | 23.77% | 25.06% | 24.12%
QLD1 | VPP | 7.132% | 7.056% | 7.355% | 7.472% | 8.132% | 7.983% | 8.241% | 7.54% | 8.092% | 7.743% | 7.405% | 7.338% | 7.22% | 6.881% | 6.771% | 6.643% | 6.577% | 6.481% | 6.531% | 6.344% | 6.352% | 6.432% | 6.253% | 6.195% | 6.132%
Region | Technology | 2021-22 | 2022-23 | 2023-24 | 2024-25 | 2025-26 | 2026-27 | 2027-28 | 2028-29 | 2029-30 | 2030-31 | 2031-32 | 2032-33 | 2033-34 | 2034-35 | 2035-36 | 2036-37 | 2037-38 | 2038-39 | 2039-40 | 2040-41 | 2041-42 | 2042-43 | 2043-44 | 2044-45 | 2045-46
VIC1 | Black Coal | bar: 2021-22 to 2045-46
VIC1 | Brown Coal | 76.11% | 65.47% | 72.54% | 77.53% | 76.85% | 73.47% | 69.8% | 73.14% | 68.38% | 74.05% | 76.89% | 77.6% | 79.06% | 76.8% | 74.07% | 74.71% | 70.97% | 71.66% | 69.16% | 66.27% | 69.78% | 71.51% | 63.15% | 59.82% | 61.89%
VIC1 | CCGT | bar: 2021-22 to 2045-46
VIC1 | Gas - Steam | 0.337% | 0.3122% | 0.4003% | 0.2551% | 0.3994% | 1.197% | 1.489% | 2.67% | 3.463% | 2.612% | 0.4145% | 0.5272% | 0.3541% | 1.031% | 2.051% | 1.675% | 3.619% | 2.967% | - | - | - | - | - | - | -
VIC1 | OCGT / Diesel | 0.04324% | 0.1197% | 0.07481% | 0.06673% | 0.05723% | 0.2437% | 0.2179% | 0.3186% | 0.5448% | 0.3341% | 0.09775% | 0.104% | 0.05259% | 0.08686% | 0.5528% | 0.2938% | 0.9629% | 0.3992% | 1.575% | 2.359% | 2.691% | 1.954% | 5.585% | 2.906% | 1.682%
VIC1 | Hydro | 14.46% | 14.19% | 13.12% | 16.23% | 16.73% | 15.84% | 15.98% | 20.15% | 16.74% | 14.36% | 14.33% | 13% | 16.01% | 16.5% | 15.67% | 15.67% | 19.8% | 16.45% | 14.14% | 14.1% | 12.79% | 15.69% | 16.19% | 15.28% | 15.36%
VIC1 | Wind | 32.8% | 36.31% | 30.95% | 32.26% | 33.33% | 34.11% | 34.43% | 31.27% | 32.36% | 32% | 36.94% | 32.1% | 32.81% | 33.98% | 36.05% | 36.47% | 33.14% | 34.32% | 32.84% | 36.11% | 30.41% | 30.28% | 31.25% | 33.67% | 34.69%
VIC1 | Solar PV | 28.2% | 28.05% | 28.7% | 27.69% | 26.3% | 27.16% | 27.46% | 25.46% | 26.53% | 27.22% | 27.83% | 28.98% | 27.68% | 26.39% | 28.01% | 28.47% | 26.54% | 27.57% | 28.2% | 28.1% | 28.78% | 27.27% | 26.8% | 28.06% | 28.71%
VIC1 | LS Battery | 17.41% | 3.884% | 5.376% | 5.118% | 5.509% | 5.593% | 5.619% | 5.412% | 5.447% | 7.374% | 6.879% | 6.82% | 6.887% | 6.751% | 7.064% | 7.034% | 6.82% | 6.73% | 6.802% | 6.503% | 5.122% | 11.13% | 10.72% | 11.4% | 11.57%
VIC1 | Pumped Hydro | - | - | - | - | - | - | - | - | - | - | - | - | - | - | - | - | - | - | 30.03% | 29.26% | 31.53% | 29.4% | 27.57% | 28.2% | 28.79%
VIC1 | VPP | 8.87% | 7.86% | 9.317% | 8.728% | 9.251% | 9.236% | 9.04% | 8.904% | 9.057% | 8.501% | 7.862% | 7.56% | 7.353% | 7.122% | 6.964% | 6.684% | 6.554% | 6.372% | 6.28% | 6.045% | 6.263% | 6.112% | 5.818% | 5.997% | 5.944%
Region | Technology | 2021-22 | 2022-23 | 2023-24 | 2024-25 | 2025-26 | 2026-27 | 2027-28 | 2028-29 | 2029-30 | 2030-31 | 2031-32 | 2032-33 | 2033-34 | 2034-35 | 2035-36 | 2036-37 | 2037-38 | 2038-39 | 2039-40 | 2040-41 | 2041-42 | 2042-43 | 2043-44 | 2044-45 | 2045-46
SA1 | Black Coal | bar: 2021-22 to 2045-46
SA1 | Brown Coal | bar: 2021-22 to 2045-46
SA1 | CCGT | 20.71% | 18.5% | 13.52% | 10% | 10% | 10% | 10% | 10% | 14.45% | 12.61% | 10% | 10.54% | 10.93% | 17.45% | 16.27% | 10% | - | - | - | - | - | - | - | - | -
SA1 | Gas - Steam | 8.854% | 10.01% | 10.48% | 1.2% | 1.2% | 1.2% | 1.2% | 1.538% | 1.406% | 1.2% | 1.2% | 1.2% | 1.2% | 1.2% | - | - | - | - | - | - | - | - | - | - | -
SA1 | OCGT / Diesel | 0.3749% | 0.2442% | 0.7543% | 0.06921% | 0.322% | 0.501% | 0.5265% | 0.7703% | 1.012% | 1.057% | 0.1666% | 0.7381% | 0.3541% | 1.34% | 2.621% | 1.881% | 6.181% | 6.474% | 8.897% | 9.912% | 12.1% | 11.5% | 15.62% | 5.209% | 3.018%
SA1 | Hydro | bar: 2021-22 to 2045-46
SA1 | Wind | 32.65% | 33.18% | 29.16% | 30.87% | 29.49% | 31.78% | 31.96% | 30.01% | 30.19% | 31.02% | 34.16% | 30.49% | 31.38% | 30.42% | 33.84% | 33.61% | 31.86% | 31.9% | 31.42% | 34.48% | 29.21% | 29.34% | 27.77% | 31.48% | 33.55%
SA1 | Solar PV | 30.98% | 29.68% | 29.75% | 28.55% | 27.82% | 27.77% | 28.4% | 26.77% | 28.24% | 28.7% | 29.55% | 29.9% | 28.46% | 27.98% | 28.53% | 29.25% | 27.33% | 28.14% | 28.56% | 28.88% | 28.28% | 27.13% | 26.35% | 27.15% | 28.23%
SA1 | LS Battery | 5.196% | 4.47% | 5.647% | 4.796% | 4.972% | 5.133% | 5.18% | 4.987% | 4.947% | 10.03% | 9.654% | 10.18% | 10.05% | 10.1% | 10.47% | 10.62% | 11.28% | 11.12% | 11.21% | 10.56% | 11.37% | 10.93% | 10.72% | 11.05% | 11.45%
SA1 | Pumped Hydro | bar: 2021-22 to 2045-46
SA1 | VPP | 10.48% | 9.588% | 11.26% | 8.908% | 8.893% | 8.975% | 8.859% | 8.454% | 8.4% | 7.824% | 7.148% | 7.06% | 6.837% | 6.595% | 6.81% | 6.583% | 6.522% | 6.435% | 6.285% | 6.1% | 6.323% | 6.324% | 5.956% | 5.996% | 5.967%
Region | Technology | 2021-22 | 2022-23 | 2023-24 | 2024-25 | 2025-26 | 2026-27 | 2027-28 | 2028-29 | 2029-30 | 2030-31 | 2031-32 | 2032-33 | 2033-34 | 2034-35 | 2035-36 | 2036-37 | 2037-38 | 2038-39 | 2039-40 | 2040-41 | 2041-42 | 2042-43 | 2043-44 | 2044-45 | 2045-46
TAS1 | Black Coal | bar: 2021-22 to 2045-46
TAS1 | Brown Coal | bar: 2021-22 to 2045-46
TAS1 | CCGT | 0% | 2.99e-05% | 3.888e-05% | 4.432e-05% | 4.277e-05% | 4.361e-05% | 4.56e-05% | 4.557e-05% | 4.813e-05% | 5.14e-05% | 5.02e-05% | 6.337e-05% | 6.409e-05% | 6.371e-05% | 7.002e-05% | 6.927e-05% | 7.974e-05% | 8.58e-05% | 9.795e-05% | 9.024e-05% | 0.0001062% | 0.0001067% | 0.0001039% | 0.0001133% | 0.0001144%
TAS1 | Gas - Steam | bar: 2021-22 to 2045-46
TAS1 | OCGT / Diesel | 3.1e-05% | 2.615e-05% | 0.02993% | 3.673e-05% | 0.01% | 0.02402% | 0.004374% | 3.626e-05% | 0.0474% | 4.06e-05% | 0.004013% | 0.04058% | 4.871e-05% | 0.05071% | 0.1354% | 5.457e-05% | 0.2445% | 0.01903% | 0.1094% | 0.1261% | 0.3198% | 0.1029% | 0.2236% | 1.004% | 0.5846%
TAS1 | Hydro | 37.24% | 56.24% | 41.85% | 42.61% | 51.13% | 46.45% | 46.79% | 51.63% | 46% | 36.86% | 56.11% | 41.22% | 42.17% | 50.61% | 46.22% | 46.04% | 51.1% | 45.52% | 36.78% | 55.15% | 40.84% | 41.78% | 50.39% | 45.54% | 45.61%
TAS1 | Wind | 35.76% | 40.61% | 37.86% | 36.82% | 40.42% | 41.22% | 42.22% | 37.84% | 41.01% | 41.43% | 43.52% | 42.48% | 43.17% | 46.34% | 46.2% | 47.78% | 42.6% | 40.63% | 39.39% | 43.52% | 38.32% | 38.7% | 40.16% | 41.88% | 44.53%
TAS1 | Solar PV | bar: 2021-22 to 2045-46
TAS1 | LS Battery | bar: 2021-22 to 2045-46
TAS1 | Pumped Hydro | bar: 2021-22 to 2045-46
TAS1 | VPP | 0.361% | 0.4146% | 0.5575% | 0.6412% | 0.6233% | 0.9209% | 0.8757% | 1.225% | 2.195% | 3.408% | 6.914% | 6.526% | 6.106% | 5.411% | 5.558% | 5.389% | 5.829% | 5.727% | 6.164% | 5.474% | 6.635% | 6.037% | 5.121% | 5.47% | 5.003%
Explicitly modelled pumping
Region | Technology | 2021-22 | 2022-23 | 2023-24 | 2024-25 | 2025-26 | 2026-27 | 2027-28 | 2028-29 | 2029-30 | 2030-31 | 2031-32 | 2032-33 | 2033-34 | 2034-35 | 2035-36 | 2036-37 | 2037-38 | 2038-39 | 2039-40 | 2040-41 | 2041-42 | 2042-43 | 2043-44 | 2044-45 | 2045-46
NEM | LS Battery pump | 11.06% | 5.236% | 6.975% | 6.516% | 7.028% | 7.173% | 7.274% | 10.76% | 11.07% | 14.39% | 14.23% | 14.77% | 14.86% | 14.44% | 15.22% | 15.11% | 14.54% | 14.52% | 14.93% | 14.59% | 14.77% | 15.56% | 15.07% | 15.75% | 15.83%
NEM | Pumped Hydro pump | 0.9545% | 4.354% | 7.099% | 8.245% | 7.953% | 13.35% | 14.76% | 12.25% | 23.62% | 23.62% | 22.67% | 24.88% | 22.87% | 21.53% | 25.82% | 25.33% | 26.36% | 26.34% | 28.86% | 29.9% | 29.4% | 30.72% | 29.77% | 32.37% | 31.27%
NEM | VPP pump | 7.647% | 9.308% | 9.185% | 9.069% | 9.618% | 9.667% | 9.651% | 9.103% | 9.6% | 9.03% | 8.61% | 8.409% | 8.239% | 7.891% | 7.905% | 7.693% | 7.565% | 7.439% | 7.409% | 7.209% | 7.372% | 7.361% | 7.037% | 7.134% | 7.051%
Region | Technology | 2021-22 | 2022-23 | 2023-24 | 2024-25 | 2025-26 | 2026-27 | 2027-28 | 2028-29 | 2029-30 | 2030-31 | 2031-32 | 2032-33 | 2033-34 | 2034-35 | 2035-36 | 2036-37 | 2037-38 | 2038-39 | 2039-40 | 2040-41 | 2041-42 | 2042-43 | 2043-44 | 2044-45 | 2045-46
NSW1 | LS Battery pump | - | - | - | - | - | - | - | - | - | 16.14% | 16.15% | 16.19% | 16.15% | 15.48% | 16.35% | 16.25% | 15.53% | 15.43% | 16.08% | 15.68% | 15.93% | 15.9% | 15.31% | 16.18% | 16.2%
NSW1 | Pumped Hydro pump | 0.3114% | 5.009% | 7.221% | 8.958% | 7.696% | 13.21% | 14.39% | 12.16% | 24.37% | 24.39% | 23.64% | 25.71% | 23.68% | 22.38% | 26.5% | 26.19% | 26.35% | 26.23% | 28.79% | 29.97% | 28.8% | 29.52% | 28.89% | 31.69% | 30.31%
NSW1 | VPP pump | 3.938% | 9.391% | 7.173% | 8.534% | 9.195% | 9.344% | 9.343% | 8.546% | 9.29% | 8.574% | 8.187% | 8.012% | 7.92% | 7.535% | 7.715% | 7.579% | 7.382% | 7.317% | 7.307% | 7.233% | 7.301% | 7.418% | 7.12% | 7.21% | 7.119%
Region | Technology | 2021-22 | 2022-23 | 2023-24 | 2024-25 | 2025-26 | 2026-27 | 2027-28 | 2028-29 | 2029-30 | 2030-31 | 2031-32 | 2032-33 | 2033-34 | 2034-35 | 2035-36 | 2036-37 | 2037-38 | 2038-39 | 2039-40 | 2040-41 | 2041-42 | 2042-43 | 2043-44 | 2044-45 | 2045-46
QLD1 | LS Battery pump | 5.718% | 10.2% | 13.13% | 14.43% | 17.56% | 18.02% | 19.16% | 16.15% | 16.79% | 16.76% | 16.22% | 16.59% | 16.52% | 15.87% | 16.52% | 16.19% | 15.49% | 15.84% | 16.05% | 16.12% | 16.16% | 16.16% | 15.88% | 16.05% | 15.94%
QLD1 | Pumped Hydro pump | 2.057% | 3.231% | 6.89% | 7.024% | 9.464% | 14.2% | 16.91% | 12.78% | 16.23% | 15.93% | 13.01% | 16.56% | 14.77% | 13.07% | 18.81% | 16.39% | 26.4% | 26.86% | 28.22% | 28.8% | 30.87% | 32.76% | 31.25% | 32.91% | 31.64%
QLD1 | VPP pump | 8.366% | 8.277% | 8.629% | 8.767% | 9.543% | 9.368% | 9.672% | 8.848% | 9.497% | 9.087% | 8.689% | 8.612% | 8.473% | 8.075% | 7.945% | 7.796% | 7.718% | 7.605% | 7.664% | 7.443% | 7.453% | 7.548% | 7.336% | 7.269% | 7.195%
Region | Technology | 2021-22 | 2022-23 | 2023-24 | 2024-25 | 2025-26 | 2026-27 | 2027-28 | 2028-29 | 2029-30 | 2030-31 | 2031-32 | 2032-33 | 2033-34 | 2034-35 | 2035-36 | 2036-37 | 2037-38 | 2038-39 | 2039-40 | 2040-41 | 2041-42 | 2042-43 | 2043-44 | 2044-45 | 2045-46
VIC1 | LS Battery pump | 21.43% | 4.813% | 6.623% | 6.314% | 6.801% | 6.904% | 6.955% | 6.664% | 6.736% | 9.095% | 8.501% | 8.412% | 8.503% | 8.334% | 8.721% | 8.684% | 8.42% | 8.335% | 8.372% | 8.055% | 6.298% | 13.79% | 13.2% | 14.08% | 14.29%
VIC1 | Pumped Hydro pump | - | - | - | - | - | - | - | - | - | - | - | - | - | - | - | - | - | - | 37.53% | 36.74% | 39.24% | 36.92% | 34.29% | 35.3% | 35.95%
VIC1 | VPP pump | 10.41% | 9.223% | 10.94% | 10.24% | 10.86% | 10.84% | 10.61% | 10.45% | 10.63% | 9.978% | 9.226% | 8.872% | 8.628% | 8.357% | 8.172% | 7.843% | 7.69% | 7.476% | 7.368% | 7.092% | 7.348% | 7.171% | 6.825% | 7.036% | 6.973%
Region | Technology | 2021-22 | 2022-23 | 2023-24 | 2024-25 | 2025-26 | 2026-27 | 2027-28 | 2028-29 | 2029-30 | 2030-31 | 2031-32 | 2032-33 | 2033-34 | 2034-35 | 2035-36 | 2036-37 | 2037-38 | 2038-39 | 2039-40 | 2040-41 | 2041-42 | 2042-43 | 2043-44 | 2044-45 | 2045-46
SA1 | LS Battery pump | 6.398% | 5.535% | 6.955% | 5.921% | 6.138% | 6.338% | 6.411% | 6.14% | 6.123% | 12.37% | 11.92% | 12.57% | 12.41% | 12.48% | 12.93% | 13.12% | 13.92% | 13.77% | 13.8% | 13.08% | 14% | 13.53% | 13.19% | 13.64% | 14.14%
SA1 | Pumped Hydro pump | bar: 2021-22 to 2045-46
SA1 | VPP pump | 12.3% | 11.26% | 13.22% | 10.46% | 10.44% | 10.54% | 10.4% | 9.924% | 9.861% | 9.182% | 8.388% | 8.285% | 8.023% | 7.739% | 7.992% | 7.724% | 7.653% | 7.552% | 7.375% | 7.157% | 7.42% | 7.422% | 6.989% | 7.036% | 7.001%
Region | Technology | 2021-22 | 2022-23 | 2023-24 | 2024-25 | 2025-26 | 2026-27 | 2027-28 | 2028-29 | 2029-30 | 2030-31 | 2031-32 | 2032-33 | 2033-34 | 2034-35 | 2035-36 | 2036-37 | 2037-38 | 2038-39 | 2039-40 | 2040-41 | 2041-42 | 2042-43 | 2043-44 | 2044-45 | 2045-46
TAS1 | LS Battery pump | bar: 2021-22 to 2045-46
TAS1 | Pumped Hydro pump | bar: 2021-22 to 2045-46
TAS1 | VPP pump | 0.4001% | 0.4638% | 0.6325% | 0.731% | 0.71% | 1.06% | 1.007% | 1.418% | 2.56% | 3.988% | 8.113% | 7.656% | 7.164% | 6.346% | 6.519% | 6.32% | 6.839% | 6.718% | 7.232% | 6.421% | 7.787% | 7.084% | 6.005% | 6.417% | 5.867%
Non-controllable capacity
Region | Technology | 2021-22 | 2022-23 | 2023-24 | 2024-25 | 2025-26 | 2026-27 | 2027-28 | 2028-29 | 2029-30 | 2030-31 | 2031-32 | 2032-33 | 2033-34 | 2034-35 | 2035-36 | 2036-37 | 2037-38 | 2038-39 | 2039-40 | 2040-41 | 2041-42 | 2042-43 | 2043-44 | 2044-45 | 2045-46
NEM | Distributed PV | 15.67% | 15.9% | 16.17% | 15.67% | 15.14% | 16.37% | 16.37% | 14.85% | 15.65% | 16.28% | 16.53% | 16.65% | 16.21% | 15.62% | 16.72% | 16.71% | 15.05% | 15.84% | 16.5% | 16.77% | 16.73% | 16.31% | 15.8% | 16.92% | 16.88%
NEM | Behind the meter battery | 4.876% | 4.848% | 4.804% | 4.75% | 4.73% | 4.719% | 4.714% | 4.654% | 4.605% | 4.544% | 4.522% | 4.437% | 4.365% | 4.297% | 4.252% | 4.187% | 4.129% | 4.088% | 4.066% | 4.034% | 4.014% | 3.989% | 3.976% | 3.918% | 3.873%
NEM | Behind the meter battery pump | 5.739% | 5.706% | 5.655% | 5.593% | 5.566% | 5.554% | 5.549% | 5.478% | 5.42% | 5.35% | 5.324% | 5.224% | 5.137% | 5.059% | 5.006% | 4.928% | 4.862% | 4.813% | 4.786% | 4.748% | 4.724% | 4.696% | 4.679% | 4.612% | 4.558%
Region | Technology | 2021-22 | 2022-23 | 2023-24 | 2024-25 | 2025-26 | 2026-27 | 2027-28 | 2028-29 | 2029-30 | 2030-31 | 2031-32 | 2032-33 | 2033-34 | 2034-35 | 2035-36 | 2036-37 | 2037-38 | 2038-39 | 2039-40 | 2040-41 | 2041-42 | 2042-43 | 2043-44 | 2044-45 | 2045-46
NSW1 | Distributed PV | 15.72% | 16.12% | 16.01% | 15.67% | 15.04% | 16.98% | 16.72% | 14.89% | 15.29% | 16.21% | 16.94% | 16.49% | 16.32% | 15.64% | 17.2% | 16.89% | 14.99% | 15.46% | 16.4% | 17.14% | 16.52% | 16.33% | 15.77% | 17.33% | 17.04%
NSW1 | Behind the meter battery | 4.867% | 4.828% | 4.804% | 4.766% | 4.751% | 4.734% | 4.716% | 4.634% | 4.565% | 4.484% | 4.444% | 4.369% | 4.301% | 4.244% | 4.209% | 4.151% | 4.102% | 4.064% | 4.047% | 4.015% | 3.989% | 3.955% | 3.941% | 3.885% | 3.838%
NSW1 | Behind the meter battery pump | 5.729% | 5.684% | 5.657% | 5.613% | 5.591% | 5.57% | 5.55% | 5.456% | 5.374% | 5.28% | 5.234% | 5.143% | 5.063% | 4.997% | 4.957% | 4.888% | 4.831% | 4.782% | 4.763% | 4.724% | 4.693% | 4.659% | 4.639% | 4.573% | 4.516%
Region | Technology | 2021-22 | 2022-23 | 2023-24 | 2024-25 | 2025-26 | 2026-27 | 2027-28 | 2028-29 | 2029-30 | 2030-31 | 2031-32 | 2032-33 | 2033-34 | 2034-35 | 2035-36 | 2036-37 | 2037-38 | 2038-39 | 2039-40 | 2040-41 | 2041-42 | 2042-43 | 2043-44 | 2044-45 | 2045-46
QLD1 | Distributed PV | 16.14% | 16.97% | 17.1% | 16.38% | 16.51% | 17.67% | 17.76% | 15.01% | 16.31% | 16.9% | 17.8% | 17.63% | 16.94% | 16.97% | 18.04% | 18.07% | 15.25% | 16.64% | 17.25% | 18.13% | 17.82% | 17.14% | 17.3% | 18.32% | 18.33%
QLD1 | Behind the meter battery | 4.852% | 4.806% | 4.78% | 4.74% | 4.729% | 4.709% | 4.69% | 4.629% | 4.573% | 4.51% | 4.501% | 4.406% | 4.333% | 4.271% | 4.231% | 4.162% | 4.11% | 4.063% | 4.037% | 4.021% | 4.015% | 4% | 3.995% | 3.938% | 3.896%
QLD1 | Behind the meter battery pump | 5.709% | 5.654% | 5.624% | 5.581% | 5.564% | 5.545% | 5.521% | 5.447% | 5.381% | 5.312% | 5.299% | 5.184% | 5.098% | 5.026% | 4.978% | 4.9% | 4.839% | 4.784% | 4.752% | 4.736% | 4.724% | 4.708% | 4.7% | 4.637% | 4.585%
Region | Technology | 2021-22 | 2022-23 | 2023-24 | 2024-25 | 2025-26 | 2026-27 | 2027-28 | 2028-29 | 2029-30 | 2030-31 | 2031-32 | 2032-33 | 2033-34 | 2034-35 | 2035-36 | 2036-37 | 2037-38 | 2038-39 | 2039-40 | 2040-41 | 2041-42 | 2042-43 | 2043-44 | 2044-45 | 2045-46
VIC1 | Distributed PV | 14.57% | 14.12% | 14.94% | 14.61% | 13.83% | 14.71% | 14.77% | 14.21% | 15.01% | 15.58% | 14.94% | 15.71% | 15.27% | 14.38% | 15.25% | 15.31% | 14.5% | 15.15% | 15.74% | 15.16% | 15.8% | 15.4% | 14.52% | 15.44% | 15.44%
VIC1 | Behind the meter battery | 4.893% | 4.857% | 4.823% | 4.783% | 4.764% | 4.762% | 4.778% | 4.75% | 4.714% | 4.672% | 4.656% | 4.567% | 4.49% | 4.399% | 4.339% | 4.264% | 4.197% | 4.154% | 4.134% | 4.099% | 4.076% | 4.058% | 4.041% | 3.984% | 3.942%
VIC1 | Behind the meter battery pump | 5.757% | 5.718% | 5.678% | 5.63% | 5.606% | 5.603% | 5.626% | 5.591% | 5.549% | 5.5% | 5.48% | 5.379% | 5.285% | 5.18% | 5.107% | 5.018% | 4.94% | 4.891% | 4.868% | 4.822% | 4.8% | 4.775% | 4.756% | 4.689% | 4.638%
Region | Technology | 2021-22 | 2022-23 | 2023-24 | 2024-25 | 2025-26 | 2026-27 | 2027-28 | 2028-29 | 2029-30 | 2030-31 | 2031-32 | 2032-33 | 2033-34 | 2034-35 | 2035-36 | 2036-37 | 2037-38 | 2038-39 | 2039-40 | 2040-41 | 2041-42 | 2042-43 | 2043-44 | 2044-45 | 2045-46
SA1 | Distributed PV | 16.86% | 17.02% | 17.57% | 16.91% | 16.01% | 16.67% | 17.2% | 16.38% | 17.23% | 17.46% | 17.45% | 17.9% | 17.25% | 16.3% | 16.93% | 17.46% | 16.67% | 17.47% | 17.7% | 17.68% | 18.03% | 17.41% | 16.52% | 17.16% | 17.71%
SA1 | Behind the meter battery | 4.907% | 4.921% | 4.812% | 4.682% | 4.633% | 4.631% | 4.632% | 4.553% | 4.535% | 4.49% | 4.475% | 4.381% | 4.303% | 4.244% | 4.198% | 4.14% | 4.067% | 4.035% | 3.994% | 3.944% | 3.917% | 3.876% | 3.858% | 3.79% | 3.74%
SA1 | Behind the meter battery pump | 5.777% | 5.792% | 5.663% | 5.515% | 5.452% | 5.451% | 5.451% | 5.361% | 5.337% | 5.284% | 5.27% | 5.157% | 5.065% | 4.998% | 4.942% | 4.871% | 4.785% | 4.751% | 4.702% | 4.641% | 4.611% | 4.564% | 4.543% | 4.461% | 4.406%
Region | Technology | 2021-22 | 2022-23 | 2023-24 | 2024-25 | 2025-26 | 2026-27 | 2027-28 | 2028-29 | 2029-30 | 2030-31 | 2031-32 | 2032-33 | 2033-34 | 2034-35 | 2035-36 | 2036-37 | 2037-38 | 2038-39 | 2039-40 | 2040-41 | 2041-42 | 2042-43 | 2043-44 | 2044-45 | 2045-46
TAS1 | Distributed PV | 13.72% | 13.38% | 13.99% | 13.9% | 13% | 14.17% | 14.31% | 13.85% | 13.92% | 14.16% | 14% | 14.33% | 14.29% | 13.48% | 14.32% | 14.32% | 13.81% | 13.92% | 14.2% | 14.06% | 14.35% | 14.32% | 13.61% | 14.45% | 14.46%
TAS1 | Behind the meter battery | 4.816% | 4.755% | 4.746% | 4.701% | 4.677% | 4.669% | 4.688% | 4.634% | 4.554% | 4.464% | 4.436% | 4.341% | 4.279% | 4.211% | 4.168% | 4.108% | 4.076% | 4.037% | 4.01% | 3.966% | 3.94% | 3.913% | 3.893% | 3.824% | 3.775%
TAS1 | Behind the meter battery pump | 5.668% | 5.597% | 5.586% | 5.535% | 5.503% | 5.497% | 5.519% | 5.453% | 5.36% | 5.255% | 5.223% | 5.112% | 5.036% | 4.956% | 4.906% | 4.835% | 4.799% | 4.753% | 4.719% | 4.672% | 4.638% | 4.607% | 4.584% | 4.501% | 4.443%

## BaseCase_Generation
Annual as-generated generation by technology (GWh) - Base Case, Fast Change Scenario
Explicitly modelled generation
Region | Technology | 2021-22 | 2022-23 | 2023-24 | 2024-25 | 2025-26 | 2026-27 | 2027-28 | 2028-29 | 2029-30 | 2030-31 | 2031-32 | 2032-33 | 2033-34 | 2034-35 | 2035-36 | 2036-37 | 2037-38 | 2038-39 | 2039-40 | 2040-41 | 2041-42 | 2042-43 | 2043-44 | 2044-45 | 2045-46
NEM | Black Coal | 99181.5379 | 85036.519 | 86687.701 | 89665.1672 | 84340.5 | 78307.7252 | 77096.4222 | 78527.5487 | 69142.4824 | 67990.0426 | 60152.2004 | 63102.5848 | 66315.2915 | 60700.4913 | 43676.4199 | 37008.6033 | 31583.4302 | 32298.2154 | 31387.9142 | 28857.1298 | 29788.2699 | 19435.444 | 15878.8883 | 12453.8018 | 10133.5312
NEM | Brown Coal | 31836.2284 | 27386.5928 | 30344.2745 | 23408.1041 | 21658.9794 | 20705.4961 | 18931.0261 | 19139.5729 | 17895.6983 | 19379.6636 | 20121.9594 | 20307.642 | 20690.448 | 20099.1585 | 19383.3472 | 19550.5082 | 18572.4314 | 18139.2123 | 17506.4848 | 16775.2993 | 17663.9092 | 18100.9368 | 15985.6487 | 15142.9066 | 15666.6882
NEM | CCGT | 2501.0432 | 2360.4386 | 1837.8622 | 1837.9768 | 1837.9768 | 1837.9769 | 1906.2078 | 1895.0544 | 2078.5239 | 1986.7968 | 1837.9778 | 2246.06 | 2445.1059 | 2555.0897 | 3957.083 | 2986.85 | 3600.6903 | 3976.8877 | 3645.6448 | 3952.2209 | 3932.4574 | 5157.747 | 3577.7507 | 3038.3626 | 1539.3704
NEM | Gas - Steam | 728.294 | 715.3545 | 751.7225 | 95.2714 | 101.5883 | 136.5432 | 149.3046 | 224.7405 | 250.1913 | 198.5174 | 102.2521 | 107.1895 | 99.6041 | 129.2368 | 89.8522 | 73.3638 | 158.5198 | 129.9545 | 0 | 0 | 0 | 0 | 0 | 0 | 0
NEM | OCGT / Diesel | 49.8802 | 47.473 | 104.6102 | 25.3579 | 64.1813 | 112.2661 | 106.7967 | 163.0575 | 216.5775 | 147.0689 | 37.4132 | 88.5646 | 61.6305 | 99.6366 | 401.2003 | 423.8802 | 1125.054 | 822.6836 | 1400.9652 | 1639.919 | 1751.2973 | 3259.2988 | 4493.1287 | 3759.4208 | 3448.5197
NEM | Hydro | 12626.9631 | 16365.2342 | 13253.4416 | 14674.9949 | 16651.9974 | 15616.948 | 15791.0975 | 18225.4685 | 16074.8297 | 13329.256 | 16849.8075 | 13791.0922 | 14840.6232 | 16624.4713 | 15644.2788 | 15495.8571 | 17658.3947 | 15408.943 | 12951.8441 | 16496.4979 | 13250.6746 | 14247.2705 | 16128.3647 | 14926.2576 | 14948.659
NEM | Wind | 27421.7682 | 33748.6932 | 32162.0385 | 34544.328 | 37653.8358 | 40277.1736 | 42001.1369 | 45515.1523 | 47367.2372 | 49722.3878 | 54784.8635 | 57112.4881 | 56590.4664 | 65514.9182 | 77682.7596 | 86803.1825 | 97859.4145 | 94864.2992 | 96195.8888 | 94111.6039 | 93735.6267 | 93814.1796 | 100307.7778 | 101606.5422 | 105665.7941
NEM | Solar PV | 13583.2086 | 20620.8316 | 20963.031 | 20766.1594 | 22528.8829 | 25820.894 | 27076.8266 | 24003.9393 | 36652.5426 | 38980.8957 | 40174.5096 | 40510.8254 | 39871.9735 | 38643.1292 | 43590.7276 | 44027.5253 | 43285.842 | 47737.3565 | 50266.7865 | 52569.2858 | 55242.1708 | 64457.8542 | 63779.7264 | 67102.0896 | 67370.0741
NEM | LS Battery | 190.8266 | 208.2247 | 278.9543 | 260.1245 | 280.4012 | 286.2448 | 289.5413 | 740.0329 | 760.0881 | 2666.426 | 2757.1509 | 3809.8199 | 3833.5492 | 3932.8559 | 4405.6123 | 4367.4169 | 4451.641 | 4464.0153 | 4586.6551 | 4463.3584 | 4909.5289 | 5234.4471 | 5070.7991 | 5296.7807 | 5311.5602
NEM | Pumped Hydro | 69.1409 | 147.3343 | 290.5526 | 312.7785 | 1198.4825 | 2093.9929 | 2297.7786 | 1861.6881 | 7889.5486 | 7828.2351 | 7304.1789 | 8359.6193 | 7579.8571 | 7067.7816 | 9094.8712 | 8596.6046 | 10258.8645 | 10191.8262 | 11408.3061 | 11520.4165 | 12318.2474 | 14583.9847 | 14605.9532 | 17043.8839 | 16840.7349
NEM | VPP | 37.0726 | 73.1123 | 107.7955 | 156.5317 | 241.6566 | 348.1435 | 479.9151 | 602.9155 | 838.0653 | 978.2751 | 1179.7112 | 1378.3121 | 1569.5648 | 1687.3945 | 1860.0797 | 1959.9235 | 2071.4642 | 2181.7571 | 2324.5051 | 2430.4897 | 2660.443 | 2835.8279 | 2886.8634 | 3065.9154 | 3173.2223
Total excluding storage |  | 187928.9236 | 186281.1369 | 186104.6816 | 185017.3598 | 184837.9418 | 182815.0231 | 183058.8186 | 187694.5343 | 189678.083 | 191734.6289 | 194060.9835 | 197266.4466 | 200915.1432 | 204366.1316 | 204425.6686 | 206369.7703 | 213843.7769 | 213377.5522 | 213355.5284 | 214401.9566 | 215364.406 | 218472.7309 | 220151.2854 | 218029.3812 | 218772.6366
Region | Technology | 2021-22 | 2022-23 | 2023-24 | 2024-25 | 2025-26 | 2026-27 | 2027-28 | 2028-29 | 2029-30 | 2030-31 | 2031-32 | 2032-33 | 2033-34 | 2034-35 | 2035-36 | 2036-37 | 2037-38 | 2038-39 | 2039-40 | 2040-41 | 2041-42 | 2042-43 | 2043-44 | 2044-45 | 2045-46
NSW1 | Black Coal | 49095.6155 | 40774.5711 | 39366.7239 | 41781.2332 | 40980.5732 | 36980.8804 | 37683.0724 | 38484.9799 | 29372.3634 | 29382.6505 | 22826.8913 | 23694.7082 | 26273.2674 | 23955.9907 | 7816.5117 | 7324.9502 | 8036.719 | 8465.1345 | 8143.9182 | 6633.2593 | 7937.9327 | 0 | 0 | 0 | 0
NSW1 | Brown Coal | 0 | 0 | 0 | 0 | 0 | 0 | 0 | 0 | 0 | 0 | 0 | 0 | 0 | 0 | 0 | 0 | 0 | 0 | 0 | 0 | 0 | 0 | 0 | 0 | 0
NSW1 | CCGT | 23.1267 | 34.6905 | 34.8141 | 65.5261 | 65.5261 | 65.5261 | 65.5261 | 65.6493 | 66.0191 | 66.0191 | 65.5262 | 164.8073 | 223.7025 | 303.8478 | 730.4706 | 573.1194 | 1083.8064 | 1212.3522 | 1244.8646 | 1335.9638 | 1293.8411 | 1873.3473 | 338.7642 | 0.0039741 | 0.0039109
NSW1 | Gas - Steam | 0 | 0 | 0 | 0 | 0 | 0 | 0 | 0 | 0 | 0 | 0 | 0 | 0 | 0 | 0 | 0 | 0 | 0 | 0 | 0 | 0 | 0 | 0 | 0 | 0
NSW1 | OCGT / Diesel | 0.00069308 | 0.00065366 | 3.9202 | 0.092696 | 2.8595 | 2.5785 | 2.4729 | 2.9897 | 1.9457 | 3.3453 | 0.66494 | 8.1606 | 18.2424 | 4.2512 | 125.8235 | 178.9647 | 348.3729 | 281.3686 | 480.2065 | 488.0988 | 483.7204 | 1446.0105 | 2178.0767 | 1912.9949 | 1878.2174
NSW1 | Hydro | 1943.0917 | 2115.442 | 1959.5741 | 2619.1557 | 2873.0742 | 2908.3938 | 2989.1285 | 3674.9143 | 3277.8459 | 2749.3854 | 2605.3684 | 2653.4619 | 2923.7383 | 3004.1084 | 3023.6692 | 2916.6009 | 3713.6667 | 3191.8608 | 2866.778 | 2914.9143 | 2659.0098 | 3148.9753 | 3287.9996 | 3192.1173 | 3186.1225
NSW1 | Wind | 6046.0746 | 7602.7232 | 9050.0342 | 10920.3819 | 11847.2197 | 13014.637 | 14001.0488 | 15875.8258 | 16818.7255 | 18397.0017 | 18900.1118 | 19073.9936 | 18583.1688 | 19794.9609 | 26421.2606 | 25908.4801 | 26382.6866 | 23381.7589 | 24863.0898 | 23816.9539 | 26939.7484 | 25103.631 | 26160.0539 | 26802.5632 | 26857.7809
NSW1 | Solar PV | 4633.367 | 9216.1316 | 9445.4192 | 9729.8155 | 11800.8021 | 14568.5216 | 15824.9368 | 14191.3073 | 26031.4902 | 27981.9413 | 28802.3885 | 28302.8247 | 27548.3559 | 26629.0006 | 28805.2384 | 28840.7034 | 29778.5627 | 30655.3117 | 32620.4351 | 34117.6377 | 33371.0075 | 37602.6128 | 36418.9735 | 39260.435 | 39340.5264
NSW1 | LS Battery | 0.0059292 | 0.0063758 | 0.0069035 | 0.0068532 | 0.0083768 | 0.012053 | 0.014135 | 0.015652 | 0.015972 | 1540.2313 | 1537.7812 | 2512.6525 | 2502.7657 | 2395.7739 | 2788.3325 | 2768.6277 | 2637.58 | 2635.6449 | 2740.5156 | 2663.2088 | 3112.0447 | 3518.0103 | 3385.1116 | 3575.7879 | 3581.5139
NSW1 | Pumped Hydro | 6.3614 | 52.4492 | 81.3345 | 102.0462 | 913.7993 | 1667.2912 | 1789.9133 | 1477.5305 | 7401.8174 | 7349.7015 | 6914.6672 | 7860.541 | 7136.1944 | 6677.4119 | 8527.4826 | 8104.0553 | 8480.1713 | 8367.4991 | 9203.5017 | 9295.3526 | 9205.8495 | 9149.4597 | 9409.7838 | 9946.2836 | 9646.1981
NSW1 | VPP | 7.3752 | 27.838 | 32.7994 | 58.688 | 92.6637 | 133.7796 | 182.3067 | 218.6588 | 310.5713 | 350.4914 | 413.463 | 479.3275 | 543.0729 | 571.9563 | 636.945 | 673.2792 | 701.7957 | 742.7762 | 792.0213 | 840.3242 | 905.4344 | 979.6878 | 999.4166 | 1059.6562 | 1094.808
Total excluding storage |  | 61741.2762 | 59743.5591 | 59860.4856 | 65116.2051 | 67570.0549 | 67540.5373 | 70566.1855 | 72295.6663 | 75568.3898 | 78580.3433 | 73200.9511 | 73897.9563 | 75570.4753 | 73692.1596 | 66922.9741 | 65742.8186 | 69343.8143 | 67187.7867 | 70219.2923 | 69306.8277 | 72685.26 | 69174.5768 | 68383.8679 | 71168.1143 | 71262.6511
Region | Technology | 2021-22 | 2022-23 | 2023-24 | 2024-25 | 2025-26 | 2026-27 | 2027-28 | 2028-29 | 2029-30 | 2030-31 | 2031-32 | 2032-33 | 2033-34 | 2034-35 | 2035-36 | 2036-37 | 2037-38 | 2038-39 | 2039-40 | 2040-41 | 2041-42 | 2042-43 | 2043-44 | 2044-45 | 2045-46
QLD1 | Black Coal | 50085.9224 | 44261.9479 | 47320.9771 | 47883.934 | 43359.9268 | 41326.8448 | 39413.3498 | 40042.5689 | 39770.119 | 38607.3921 | 37325.3091 | 39407.8766 | 40042.0241 | 36744.5006 | 35859.9082 | 29683.6531 | 23546.7112 | 23833.0809 | 23243.996 | 22223.8705 | 21850.3372 | 19435.444 | 15878.8883 | 12453.8018 | 10133.5312
QLD1 | Brown Coal | 0 | 0 | 0 | 0 | 0 | 0 | 0 | 0 | 0 | 0 | 0 | 0 | 0 | 0 | 0 | 0 | 0 | 0 | 0 | 0 | 0 | 0 | 0 | 0 | 0
QLD1 | CCGT | 1191.4228 | 1176.4344 | 1176.4344 | 1309.0443 | 1309.0444 | 1309.0444 | 1377.2753 | 1365.9985 | 1342.8752 | 1336.43 | 1309.0446 | 1592.7465 | 1715.1131 | 1442.4499 | 2472.5922 | 1950.3218 | 2516.8783 | 2764.5297 | 2400.7734 | 2616.2506 | 2638.6093 | 3284.3923 | 3238.9784 | 3038.3505 | 1539.3584
QLD1 | Gas - Steam | 0 | 0 | 0 | 0 | 0 | 0 | 0 | 0 | 0 | 0 | 0 | 0 | 0 | 0 | 0 | 0 | 0 | 0 | 0 | 0 | 0 | 0 | 0 | 0 | 0
QLD1 | OCGT / Diesel | 0.39404 | 0.00088423 | 2.6911 | 6.3511 | 15.3195 | 12.2405 | 8.5926 | 20.1471 | 9.0946 | 6.5154 | 7.548 | 20.6087 | 15.3395 | 5.4509 | 59.2603 | 106.8978 | 319.7638 | 158.8061 | 298.9803 | 392.0563 | 360.4238 | 1036.4956 | 952.5405 | 1163.7854 | 1160.3558
QLD1 | Hydro | 696.7318 | 694.9608 | 695.9027 | 692.1129 | 690.7147 | 690.024 | 691.5557 | 684.1177 | 685.7607 | 684.3385 | 685.5847 | 681.7408 | 680.0991 | 678.2679 | 678.6441 | 673.1565 | 248.8467 | 252.6952 | 250.1004 | 251.3347 | 251.8955 | 0 | 0 | 0 | 0
QLD1 | Wind | 2116.7098 | 3582.8083 | 3534.8396 | 3239.8037 | 5128.3846 | 5752.8063 | 6281.2914 | 9663.4573 | 9334.6168 | 9574.1595 | 11480.5063 | 12614.5986 | 11241.9032 | 18238.2592 | 20928.2456 | 29852.2896 | 39736.761 | 39330.1494 | 39498.4169 | 36219.4475 | 35163.0849 | 33351.391 | 38871.8733 | 38051.5392 | 43952.3085
QLD1 | Solar PV | 5214.9828 | 7521.7719 | 7569.1194 | 7232.9735 | 7087.9113 | 7531.7169 | 7477.0762 | 6295.4057 | 6941.4757 | 7234.4608 | 7515.4572 | 8226.3294 | 8524.3034 | 8358.2507 | 10449.9958 | 10089.7465 | 8563.5504 | 9438.7352 | 9841.1461 | 10213.885 | 11601.8513 | 16804.2241 | 16145.876 | 16748.5578 | 16709.6082
QLD1 | LS Battery | 0.81562 | 15.9174 | 20.57 | 22.5287 | 27.398 | 28.1517 | 29.9087 | 489.9771 | 509.4632 | 508.468 | 634.5263 | 649.8949 | 718.2109 | 950.2333 | 994.8128 | 972.6692 | 927.4886 | 953.9928 | 964.0871 | 965.332 | 973.5391 | 969.0703 | 955.2816 | 963.5149 | 958.1666
QLD1 | Pumped Hydro | 62.7795 | 94.8851 | 209.2181 | 210.7278 | 284.6782 | 426.695 | 507.8585 | 384.1504 | 487.7227 | 478.5235 | 389.5009 | 499.0663 | 443.6507 | 390.3575 | 567.3747 | 492.5348 | 1778.6689 | 1824.3025 | 1910.5785 | 1938.386 | 2803.4294 | 4583.7949 | 4398.3128 | 5178.0975 | 4984.6339
QLD1 | VPP | 7.3723 | 11.744 | 18.9426 | 29.1273 | 46.7299 | 65.6613 | 92.4716 | 112.4853 | 159.0594 | 193.0304 | 239.4772 | 287.3968 | 335.006 | 362.8875 | 396.3297 | 424.2523 | 454.6435 | 483.3058 | 524.1866 | 549.5879 | 592.0737 | 643.0054 | 668.4953 | 695.2683 | 721.9456
Total excluding storage |  | 59306.1637 | 57237.9242 | 60299.9644 | 60364.2195 | 57591.3012 | 56622.6769 | 55249.1411 | 58071.6952 | 58083.9421 | 57443.2963 | 58323.4499 | 62543.9006 | 62218.7824 | 65467.1791 | 70448.6461 | 72356.0653 | 74932.5114 | 75777.9965 | 75533.4132 | 71916.8447 | 71866.202 | 73911.947 | 75088.1564 | 71456.0347 | 73495.1621
Region | Technology | 2021-22 | 2022-23 | 2023-24 | 2024-25 | 2025-26 | 2026-27 | 2027-28 | 2028-29 | 2029-30 | 2030-31 | 2031-32 | 2032-33 | 2033-34 | 2034-35 | 2035-36 | 2036-37 | 2037-38 | 2038-39 | 2039-40 | 2040-41 | 2041-42 | 2042-43 | 2043-44 | 2044-45 | 2045-46
VIC1 | Black Coal | 0 | 0 | 0 | 0 | 0 | 0 | 0 | 0 | 0 | 0 | 0 | 0 | 0 | 0 | 0 | 0 | 0 | 0 | 0 | 0 | 0 | 0 | 0 | 0 | 0
VIC1 | Brown Coal | 31836.2284 | 27386.5928 | 30344.2745 | 23408.1041 | 21658.9794 | 20705.4961 | 18931.0261 | 19139.5729 | 17895.6983 | 19379.6636 | 20121.9594 | 20307.642 | 20690.448 | 20099.1585 | 19383.3472 | 19550.5082 | 18572.4314 | 18139.2123 | 17506.4848 | 16775.2993 | 17663.9092 | 18100.9368 | 15985.6487 | 15142.9066 | 15666.6882
VIC1 | CCGT | 0 | 0.00064178 | 0.00066684 | 0.00083579 | 0.00083466 | 0.0008923 | 0.00090672 | 0.00092591 | 0.0010816 | 0.0011932 | 0.0011499 | 0.0012451 | 0.0014676 | 0.0014819 | 0.0015383 | 0.0015143 | 0.0019669 | 0.002014 | 0.0026964 | 0.0025919 | 0.0027003 | 0.0030117 | 0.0033216 | 0.0032206 | 0.0032202
VIC1 | Gas - Steam | 14.7618 | 13.6731 | 17.5327 | 11.1754 | 17.4922 | 52.4471 | 65.2086 | 116.9368 | 151.6694 | 114.4214 | 18.1561 | 23.0935 | 15.5081 | 45.1408 | 89.8522 | 73.3638 | 158.5198 | 129.9545 | 0 | 0 | 0 | 0 | 0 | 0 | 0
VIC1 | OCGT / Diesel | 7.1972 | 19.9253 | 12.4516 | 11.1064 | 9.5251 | 40.5646 | 36.2704 | 53.0324 | 90.672 | 55.6123 | 16.2699 | 17.3096 | 7.97 | 13.1631 | 83.7697 | 44.5233 | 145.9304 | 60.4962 | 177.928 | 266.5549 | 304.1317 | 204.7697 | 585.1041 | 304.4136 | 176.1886
VIC1 | Hydro | 2886.3961 | 2832.5019 | 2619.1622 | 3240.0826 | 3339.7982 | 3163.1981 | 3189.318 | 4023.1294 | 3341.5223 | 2867.0977 | 2861.7642 | 2596.0769 | 3196.1212 | 3293.362 | 3129.3566 | 3128.4566 | 3953.5312 | 3284.7242 | 2822.0871 | 2815.5893 | 2552.8828 | 3132.3115 | 3232.1961 | 3051.0205 | 3066.6727
VIC1 | Wind | 11289.1118 | 13639.8841 | 11625.5741 | 12120.6963 | 12520.6525 | 12814.1584 | 12935.6651 | 11746.6828 | 12158.7237 | 12022.5093 | 13876.8112 | 12059.9811 | 13621.2667 | 14104.8066 | 15760.9199 | 15944.92 | 16464.3804 | 15816.3903 | 16501.9019 | 17325.9635 | 16652.1653 | 20276.6893 | 20722.7777 | 21406.97 | 19516.0147
VIC1 | Solar PV | 2709.0692 | 2694.0348 | 2756.8787 | 2659.9994 | 2525.8535 | 2608.5826 | 2637.255 | 2445.1881 | 2548.4626 | 2615.0553 | 2673.008 | 2784.2012 | 2659.2953 | 2535.3462 | 3192.7216 | 3299.0312 | 3263.8932 | 5913.9707 | 6049.7024 | 6155.1578 | 7529.7167 | 7423.4277 | 8162.5233 | 8269.2385 | 8383.8918
VIC1 | LS Battery | 114.902 | 127.6922 | 176.7611 | 168.2609 | 181.1269 | 183.8805 | 184.7457 | 177.9553 | 179.0953 | 330.4672 | 308.29 | 305.6558 | 275.2817 | 269.8219 | 282.322 | 281.1463 | 272.5758 | 269.0022 | 271.8804 | 259.9283 | 204.7247 | 152.3878 | 146.7815 | 156.0618 | 158.3968
VIC1 | Pumped Hydro | 0 | 0 | 0 | 0.0019871 | 0.0020705 | 0.0033975 | 0.0034238 | 0.003464 | 0.0043599 | 0.0057001 | 0.0054473 | 0.0053445 | 0.0053381 | 0.0054132 | 0.0056298 | 0.0057461 | 0.0075345 | 0.0077827 | 294.2041 | 286.6564 | 308.9331 | 850.6963 | 797.8232 | 1919.4668 | 2209.8667
VIC1 | VPP | 10.8001 | 15.6294 | 28.2384 | 40.2152 | 63.7804 | 93.8566 | 132.4785 | 183.448 | 255.8752 | 305.1643 | 365.0757 | 426.3831 | 488.4723 | 539.6892 | 589.4167 | 617.9864 | 654.53 | 683.8641 | 722.735 | 750.2571 | 834.5454 | 871.6041 | 885.4972 | 957.9467 | 995.975
Total excluding storage |  | 48742.7645 | 46586.6127 | 47375.8745 | 41451.1651 | 40072.3019 | 39384.4479 | 37794.7443 | 37524.5434 | 36186.7494 | 37054.3608 | 39567.9699 | 37788.3055 | 40190.6108 | 40090.9786 | 41639.9688 | 42040.8047 | 42558.6884 | 43344.7503 | 43058.1069 | 43338.5675 | 44702.8083 | 49138.1381 | 48688.2533 | 48174.5524 | 46809.4592
Region | Technology | 2021-22 | 2022-23 | 2023-24 | 2024-25 | 2025-26 | 2026-27 | 2027-28 | 2028-29 | 2029-30 | 2030-31 | 2031-32 | 2032-33 | 2033-34 | 2034-35 | 2035-36 | 2036-37 | 2037-38 | 2038-39 | 2039-40 | 2040-41 | 2041-42 | 2042-43 | 2043-44 | 2044-45 | 2045-46
SA1 | Black Coal | 0 | 0 | 0 | 0 | 0 | 0 | 0 | 0 | 0 | 0 | 0 | 0 | 0 | 0 | 0 | 0 | 0 | 0 | 0 | 0 | 0 | 0 | 0 | 0 | 0
SA1 | Brown Coal | 0 | 0 | 0 | 0 | 0 | 0 | 0 | 0 | 0 | 0 | 0 | 0 | 0 | 0 | 0 | 0 | 0 | 0 | 0 | 0 | 0 | 0 | 0 | 0 | 0
SA1 | CCGT | 1286.4936 | 1149.3125 | 626.6123 | 463.4047 | 463.4047 | 463.4047 | 463.4047 | 463.4049 | 669.6276 | 584.3456 | 463.4049 | 488.5038 | 506.2877 | 808.7894 | 754.0174 | 463.406 | 0.0022112 | 0.0022342 | 0.0023104 | 0.0022377 | 0.0023285 | 0.0024885 | 0.0029182 | 0.0028346 | 0.0028232
SA1 | Gas - Steam | 713.5322 | 701.6813 | 734.1898 | 84.096 | 84.096 | 84.096 | 84.096 | 107.8037 | 98.5219 | 84.096 | 84.096 | 84.096 | 84.096 | 84.096 | 0 | 0 | 0 | 0 | 0 | 0 | 0 | 0 | 0 | 0 | 0
SA1 | OCGT / Diesel | 42.2878 | 27.5458 | 85.0806 | 7.8071 | 36.3211 | 56.508 | 59.3925 | 86.8878 | 114.1261 | 81.5953 | 12.8678 | 41.8529 | 20.0779 | 75.9807 | 130.2354 | 93.4935 | 307.174 | 321.716 | 442.1444 | 492.5684 | 601.3965 | 571.5 | 776.2714 | 373.128 | 230.7875
SA1 | Hydro | 0 | 0 | 0 | 0 | 0 | 0 | 0 | 0 | 0 | 0 | 0 | 0 | 0 | 0 | 0 | 0 | 0 | 0 | 0 | 0 | 0 | 0 | 0 | 0 | 0
SA1 | Wind | 6174.0349 | 6884.0431 | 6050.524 | 6406.435 | 6119.1014 | 6595.3319 | 6631.9884 | 6227.8801 | 6023.8197 | 6064.404 | 6678.2995 | 7360.4388 | 7043.3711 | 6828.1154 | 8042.5385 | 8344.7046 | 9254.7497 | 10594.0082 | 9567.1743 | 10379.8952 | 8793.1667 | 8833.4345 | 8068.6145 | 9147.4638 | 8740.6594
SA1 | Solar PV | 1025.7894 | 1188.8931 | 1191.6135 | 1143.3708 | 1114.3157 | 1112.0723 | 1137.5578 | 1072.0375 | 1131.1133 | 1149.4372 | 1183.6549 | 1197.4689 | 1140.0177 | 1120.5306 | 1142.7703 | 1798.0428 | 1679.8343 | 1729.337 | 1755.501 | 2082.6036 | 2739.5934 | 2627.5875 | 3052.3518 | 2823.856 | 2936.0454
SA1 | LS Battery | 75.102 | 64.6075 | 81.6151 | 69.3269 | 71.8667 | 74.1989 | 74.8707 | 72.0826 | 71.5114 | 287.2551 | 276.5463 | 341.61 | 337.2843 | 317.0198 | 340.138 | 344.9664 | 613.989 | 605.368 | 610.1644 | 574.8807 | 619.2114 | 594.9697 | 583.6131 | 601.4046 | 613.4718
SA1 | Pumped Hydro | 0 | 0 | 0 | 0.0011414 | 0.0012665 | 0.0014581 | 0.0015884 | 0.0017297 | 0.0020328 | 0.002031 | 0.0020161 | 0.0022182 | 0.0022467 | 0.0023094 | 0.003065 | 0.0034699 | 0.0087519 | 0.0088186 | 0.008923 | 0.0089326 | 0.0093788 | 0.0093156 | 0.0094271 | 0.010946 | 0.012248
SA1 | VPP | 11.4712 | 17.8064 | 27.6198 | 28.1698 | 38.0185 | 53.8538 | 71.3159 | 85.8343 | 106.8485 | 118.8404 | 134.4402 | 154.7362 | 170.2228 | 180.4872 | 201.1625 | 206.7802 | 217.0896 | 226.5095 | 233.7273 | 241.2618 | 265.1487 | 280.4974 | 278.6837 | 292.0945 | 302.4692
Total excluding storage |  | 9242.1379 | 9951.4759 | 8688.0202 | 8105.1136 | 7817.2389 | 8311.4129 | 8376.4394 | 7958.0139 | 8037.2085 | 7963.8781 | 8422.3231 | 9172.3604 | 8793.8503 | 8917.5122 | 10069.5616 | 10699.6469 | 11241.7602 | 12645.0635 | 11764.822 | 12955.0694 | 12134.159 | 12032.5245 | 11897.2407 | 12344.4506 | 11907.4952
Region | Technology | 2021-22 | 2022-23 | 2023-24 | 2024-25 | 2025-26 | 2026-27 | 2027-28 | 2028-29 | 2029-30 | 2030-31 | 2031-32 | 2032-33 | 2033-34 | 2034-35 | 2035-36 | 2036-37 | 2037-38 | 2038-39 | 2039-40 | 2040-41 | 2041-42 | 2042-43 | 2043-44 | 2044-45 | 2045-46
TAS1 | Black Coal | 0 | 0 | 0 | 0 | 0 | 0 | 0 | 0 | 0 | 0 | 0 | 0 | 0 | 0 | 0 | 0 | 0 | 0 | 0 | 0 | 0 | 0 | 0 | 0 | 0
TAS1 | Brown Coal | 0 | 0 | 0 | 0 | 0 | 0 | 0 | 0 | 0 | 0 | 0 | 0 | 0 | 0 | 0 | 0 | 0 | 0 | 0 | 0 | 0 | 0 | 0 | 0 | 0
TAS1 | CCGT | 0 | 0.00054483 | 0.00070844 | 0.00080756 | 0.00077931 | 0.0007946 | 0.00083092 | 0.00083034 | 0.00087701 | 0.00093656 | 0.00091462 | 0.0011547 | 0.0011678 | 0.0011608 | 0.0012758 | 0.0012622 | 0.0014529 | 0.0015633 | 0.0017847 | 0.0016442 | 0.0019351 | 0.001944 | 0.0018936 | 0.0020649 | 0.0020843
TAS1 | Gas - Steam | 0 | 0 | 0 | 0 | 0 | 0 | 0 | 0 | 0 | 0 | 0 | 0 | 0 | 0 | 0 | 0 | 0 | 0 | 0 | 0 | 0 | 0 | 0 | 0 | 0
TAS1 | OCGT / Diesel | 0.00048338 | 0.0004077 | 0.46675 | 0.00057279 | 0.15598 | 0.37454 | 0.068207 | 0.00056541 | 0.73917 | 0.00063309 | 0.062582 | 0.63275 | 0.00075956 | 0.79076 | 2.1114 | 0.00085093 | 3.8129 | 0.2967 | 1.7059 | 0.64058 | 1.6249 | 0.52288 | 1.136 | 5.0989 | 2.9704
TAS1 | Hydro | 7100.7435 | 10722.3295 | 7978.8026 | 8123.6437 | 9748.4103 | 8855.3321 | 8921.0952 | 9843.307 | 8769.7008 | 7028.4344 | 10697.0903 | 7859.8127 | 8040.6647 | 9648.7331 | 8812.609 | 8777.6431 | 9742.35 | 8679.6628 | 7012.8786 | 10514.6596 | 7786.8864 | 7965.9837 | 9608.169 | 8683.1199 | 8695.8638
TAS1 | Wind | 1795.8372 | 2039.2344 | 1901.0667 | 1857.0113 | 2038.4776 | 2100.24 | 2151.1432 | 2001.3062 | 3031.3515 | 3664.3133 | 3849.1347 | 6003.4761 | 6100.7565 | 6548.776 | 6529.795 | 6752.7882 | 6020.8368 | 5741.9923 | 5765.306 | 6369.3438 | 6187.4614 | 6249.0339 | 6484.4584 | 6198.006 | 6599.0306
TAS1 | Solar PV | 0.00012216 | 0.0001766 | 0.00020729 | 0.00021369 | 0.00032918 | 0.00066815 | 0.00073331 | 0.00073834 | 0.00092321 | 0.0010907 | 0.00099052 | 0.0011339 | 0.0012139 | 0.0011016 | 0.0014407 | 0.0013654 | 0.0014059 | 0.0018001 | 0.0017893 | 0.0017125 | 0.0019873 | 0.0020775 | 0.0018406 | 0.002284 | 0.0022833
TAS1 | LS Battery | 0.0010672 | 0.0012372 | 0.0011435 | 0.0011074 | 0.0011728 | 0.0016207 | 0.0019994 | 0.002296 | 0.0023111 | 0.0043396 | 0.0071057 | 0.0067078 | 0.0066075 | 0.0068728 | 0.0070233 | 0.0072919 | 0.0076188 | 0.0074271 | 0.0075355 | 0.0086463 | 0.0090604 | 0.0090672 | 0.011141 | 0.01144 | 0.011118
TAS1 | Pumped Hydro | 0 | 0 | 0 | 0.0014489 | 0.0016918 | 0.0017477 | 0.0018203 | 0.0019914 | 0.0021654 | 0.0023695 | 0.003393 | 0.0045263 | 0.0044205 | 0.0044799 | 0.00509 | 0.0052766 | 0.008013 | 0.0080488 | 0.01279 | 0.012619 | 0.026021 | 0.024513 | 0.023909 | 0.025018 | 0.023975
TAS1 | VPP | 0.05376 | 0.094438 | 0.19534 | 0.3314 | 0.46414 | 0.99226 | 1.3424 | 2.4891 | 5.7109 | 10.7486 | 27.2552 | 30.4684 | 32.7908 | 32.3744 | 36.2259 | 37.6253 | 43.4054 | 45.3016 | 51.8349 | 49.0587 | 63.2408 | 61.0333 | 54.7706 | 60.9498 | 58.0245
Total excluding storage |  | 8896.5813 | 12761.565 | 9880.3369 | 9980.6565 | 11787.045 | 10955.9481 | 11072.3082 | 11844.6154 | 11801.7932 | 10692.7504 | 14546.2895 | 13863.9238 | 14141.4244 | 16198.3021 | 15344.518 | 15530.4348 | 15767.0026 | 14421.9552 | 12779.8941 | 16884.6473 | 13975.9767 | 14215.5445 | 16093.7671 | 14886.2292 | 15297.8691
Explicitly modelled pumping
Region | Technology | 2021-22 | 2022-23 | 2023-24 | 2024-25 | 2025-26 | 2026-27 | 2027-28 | 2028-29 | 2029-30 | 2030-31 | 2031-32 | 2032-33 | 2033-34 | 2034-35 | 2035-36 | 2036-37 | 2037-38 | 2038-39 | 2039-40 | 2040-41 | 2041-42 | 2042-43 | 2043-44 | 2044-45 | 2045-46
NEM | LS Battery pump | 234.8867 | 257.9093 | 343.5883 | 321.0006 | 346.199 | 353.364 | 358.3017 | 912.7775 | 938.9687 | 3291.2956 | 3409.2081 | 4698.1665 | 4732.7731 | 4861.7026 | 5432.7025 | 5391.8725 | 5508.6982 | 5502.8266 | 5657.9956 | 5526.3938 | 6050.7203 | 6461.6969 | 6255.3446 | 6540.1637 | 6556.3893
NEM | Pumped Hydro pump | 111.2107 | 507.2763 | 827.113 | 960.6356 | 2347.911 | 3942.4125 | 4356.7354 | 3615.2375 | 11113.0489 | 11111.78 | 10665.2833 | 11701.6424 | 10756.8916 | 10126.1693 | 12623.0326 | 12379.7652 | 14181.946 | 14170.0627 | 15810.2093 | 16381.4332 | 16948.821 | 20193.1724 | 19566.2875 | 23239.9591 | 22723.6398
NEM | VPP pump | 43.476 | 85.7906 | 126.488 | 183.6735 | 283.6055 | 408.5877 | 563.2464 | 707.5286 | 983.6505 | 1148.0997 | 1384.3777 | 1617.4215 | 1841.8478 | 1979.9782 | 2182.6819 | 2299.7454 | 2430.5838 | 2559.9405 | 2727.4494 | 2851.6164 | 3121.6343 | 3327.4508 | 3386.9726 | 3597.288 | 3723.1949
Region | Technology | 2021-22 | 2022-23 | 2023-24 | 2024-25 | 2025-26 | 2026-27 | 2027-28 | 2028-29 | 2029-30 | 2030-31 | 2031-32 | 2032-33 | 2033-34 | 2034-35 | 2035-36 | 2036-37 | 2037-38 | 2038-39 | 2039-40 | 2040-41 | 2041-42 | 2042-43 | 2043-44 | 2044-45 | 2045-46
NSW1 | LS Battery pump | 0.0073225 | 0.0078734 | 0.0085228 | 0.0084595 | 0.010343 | 0.014879 | 0.01746 | 0.019315 | 0.019721 | 1901.52 | 1902.6879 | 3097.8473 | 3089.834 | 2960.7098 | 3439.4217 | 3418.0588 | 3265.7557 | 3245.7103 | 3382.0407 | 3297.3962 | 3838.0911 | 4337.6778 | 4179.1499 | 4414.5531 | 4421.622
NSW1 | Pumped Hydro pump | 22.9156 | 368.5856 | 531.3705 | 659.1429 | 1941.6696 | 3332.8405 | 3631.0511 | 3066.6072 | 10416.2922 | 10428.1462 | 10106.9173 | 10990.6163 | 10123.0905 | 9565.3427 | 11815.6427 | 11676.1359 | 11863.8181 | 11812.042 | 12964.7216 | 13493.0783 | 12967.2173 | 13292.6937 | 13009.9233 | 14267.9056 | 13648.6674
NSW1 | VPP pump | 8.6236 | 32.667 | 38.4595 | 68.8533 | 108.7372 | 156.9942 | 213.9486 | 256.5658 | 364.5104 | 411.3072 | 485.1678 | 562.4496 | 637.2586 | 671.0845 | 747.3984 | 790.0145 | 823.4364 | 871.5169 | 929.3072 | 985.9654 | 1062.4001 | 1149.5898 | 1172.6318 | 1243.3924 | 1284.6367
Region | Technology | 2021-22 | 2022-23 | 2023-24 | 2024-25 | 2025-26 | 2026-27 | 2027-28 | 2028-29 | 2029-30 | 2030-31 | 2031-32 | 2032-33 | 2033-34 | 2034-35 | 2035-36 | 2036-37 | 2037-38 | 2038-39 | 2039-40 | 2040-41 | 2041-42 | 2042-43 | 2043-44 | 2044-45 | 2045-46
QLD1 | LS Battery pump | 1.002 | 19.6495 | 25.2978 | 27.8133 | 33.8494 | 34.7305 | 36.9243 | 604.91 | 628.9669 | 627.7384 | 784.1124 | 801.5927 | 886.6801 | 1176.4884 | 1224.8029 | 1200.8261 | 1148.4085 | 1174.4081 | 1190.231 | 1195.1288 | 1198.6427 | 1198.5804 | 1177.2232 | 1190.4528 | 1181.8295
QLD1 | Pumped Hydro pump | 88.295 | 138.6907 | 295.7425 | 301.487 | 406.2351 | 609.5637 | 725.6757 | 548.6213 | 696.746 | 683.6212 | 558.3524 | 711.011 | 633.786 | 560.8113 | 807.3727 | 703.6111 | 2318.0975 | 2357.9898 | 2477.7055 | 2528.3296 | 3597.071 | 5832.1114 | 5563.9981 | 6569.74 | 6315.5288
QLD1 | VPP pump | 8.6481 | 13.7764 | 22.2241 | 34.1751 | 54.8408 | 77.0558 | 108.5302 | 131.9959 | 186.6902 | 226.5477 | 281.0343 | 337.2827 | 393.1588 | 425.8432 | 465.0796 | 497.834 | 533.4952 | 567.1196 | 615.1136 | 644.8707 | 694.7269 | 754.5184 | 784.3779 | 815.7945 | 847.0984
Region | Technology | 2021-22 | 2022-23 | 2023-24 | 2024-25 | 2025-26 | 2026-27 | 2027-28 | 2028-29 | 2029-30 | 2030-31 | 2031-32 | 2032-33 | 2033-34 | 2034-35 | 2035-36 | 2036-37 | 2037-38 | 2038-39 | 2039-40 | 2040-41 | 2041-42 | 2042-43 | 2043-44 | 2044-45 | 2045-46
VIC1 | LS Battery pump | 141.3946 | 158.251 | 217.7582 | 207.5887 | 223.6135 | 227.013 | 228.6874 | 219.0916 | 221.4806 | 407.6088 | 380.9837 | 376.9741 | 339.8538 | 333.1135 | 348.5457 | 347.0942 | 336.5134 | 333.1474 | 334.6089 | 321.945 | 251.7007 | 188.7133 | 180.6315 | 192.6689 | 195.5515
VIC1 | Pumped Hydro pump | 0 | 0 | 0 | 0.002488 | 0.0025867 | 0.0042441 | 0.0042945 | 0.0043157 | 0.0054657 | 0.0071115 | 0.0068225 | 0.0066779 | 0.0066673 | 0.0067645 | 0.0070315 | 0.0071857 | 0.0094258 | 0.0097498 | 367.7551 | 359.9982 | 384.4886 | 1068.325 | 992.3244 | 2402.2686 | 2759.3984
VIC1 | VPP pump | 12.6762 | 18.3392 | 33.1483 | 47.201 | 74.8705 | 110.1768 | 155.5076 | 215.3328 | 300.3676 | 358.1875 | 428.4366 | 500.3602 | 573.2141 | 633.3011 | 691.6459 | 725.1225 | 767.9874 | 802.3653 | 847.952 | 880.1564 | 979.1459 | 1022.5704 | 1038.7411 | 1123.8617 | 1168.4858
Region | Technology | 2021-22 | 2022-23 | 2023-24 | 2024-25 | 2025-26 | 2026-27 | 2027-28 | 2028-29 | 2029-30 | 2030-31 | 2031-32 | 2032-33 | 2033-34 | 2034-35 | 2035-36 | 2036-37 | 2037-38 | 2038-39 | 2039-40 | 2040-41 | 2041-42 | 2042-43 | 2043-44 | 2044-45 | 2045-46
SA1 | LS Battery pump | 92.4814 | 79.9993 | 100.5224 | 85.5888 | 88.7243 | 91.6036 | 92.67 | 88.7538 | 88.4986 | 354.423 | 341.4153 | 421.7441 | 416.397 | 391.3825 | 419.9235 | 425.8844 | 758.0111 | 749.5516 | 751.1056 | 711.9131 | 762.2746 | 736.7142 | 718.3263 | 742.4748 | 757.3725
SA1 | Pumped Hydro pump | 0 | 0 | 0 | 0.0014293 | 0.0015824 | 0.0018209 | 0.0019918 | 0.0021566 | 0.0025471 | 0.0025343 | 0.0025218 | 0.002774 | 0.0028071 | 0.0028845 | 0.0038299 | 0.0043394 | 0.010941 | 0.011059 | 0.011115 | 0.01121 | 0.011679 | 0.01168 | 0.01175 | 0.013698 | 0.0153
SA1 | VPP pump | 13.4684 | 20.9024 | 32.4344 | 33.0663 | 44.6283 | 63.2184 | 83.7159 | 100.752 | 125.4212 | 139.4801 | 157.7581 | 181.5809 | 199.7483 | 211.7818 | 236.0685 | 242.6467 | 254.745 | 265.7964 | 274.2564 | 283.0797 | 311.1422 | 329.1599 | 326.9873 | 342.741 | 354.9228
Region | Technology | 2021-22 | 2022-23 | 2023-24 | 2024-25 | 2025-26 | 2026-27 | 2027-28 | 2028-29 | 2029-30 | 2030-31 | 2031-32 | 2032-33 | 2033-34 | 2034-35 | 2035-36 | 2036-37 | 2037-38 | 2038-39 | 2039-40 | 2040-41 | 2041-42 | 2042-43 | 2043-44 | 2044-45 | 2045-46
TAS1 | LS Battery pump | 0.0013178 | 0.0015282 | 0.0014116 | 0.0013669 | 0.001448 | 0.0020014 | 0.0024687 | 0.002835 | 0.0028543 | 0.0053556 | 0.0087857 | 0.0082705 | 0.0081553 | 0.0084916 | 0.0086652 | 0.0090075 | 0.0094035 | 0.0091781 | 0.0092897 | 0.010689 | 0.011179 | 0.011188 | 0.013764 | 0.014123 | 0.01372
TAS1 | Pumped Hydro pump | 0 | 0 | 0 | 0.0018136 | 0.0021149 | 0.0021857 | 0.0022763 | 0.0024902 | 0.00271 | 0.0029558 | 0.004254 | 0.0056485 | 0.0055237 | 0.0056095 | 0.0063529 | 0.0066119 | 0.010007 | 0.010094 | 0.015943 | 0.015846 | 0.032508 | 0.030588 | 0.029958 | 0.031239 | 0.029934
TAS1 | VPP pump | 0.059577 | 0.10564 | 0.22162 | 0.37784 | 0.52863 | 1.1425 | 1.544 | 2.8822 | 6.661 | 12.5772 | 31.9809 | 35.7482 | 38.468 | 37.9676 | 42.4895 | 44.1277 | 50.9197 | 53.1423 | 60.8203 | 57.5442 | 74.2192 | 71.6122 | 64.2345 | 71.4983 | 68.0512
Non-controllable capacity
Region | Technology | 2021-22 | 2022-23 | 2023-24 | 2024-25 | 2025-26 | 2026-27 | 2027-28 | 2028-29 | 2029-30 | 2030-31 | 2031-32 | 2032-33 | 2033-34 | 2034-35 | 2035-36 | 2036-37 | 2037-38 | 2038-39 | 2039-40 | 2040-41 | 2041-42 | 2042-43 | 2043-44 | 2044-45 | 2045-46
NEM | Distributed PV | 18081.4385 | 20662.0105 | 22943.6963 | 24337.6743 | 25836.666 | 29743.5984 | 31628.6111 | 30029.2532 | 32659.5112 | 35030.6528 | 36638.3 | 38077.4147 | 38254.9566 | 38392.5786 | 42801.8256 | 44411.536 | 41595.185 | 45056.2137 | 48266.3573 | 50374.6374 | 52032.0058 | 52366.5855 | 52314.4467 | 57698.1416 | 59145.9013
NEM | Behind the meter battery | 235.9272 | 295.6884 | 352.2647 | 423.3402 | 517.0183 | 630.3563 | 747.2979 | 849.1512 | 962.5084 | 1106.43 | 1314.8337 | 1452.9197 | 1568.9294 | 1646.6059 | 1711.1141 | 1742.8868 | 1766.3005 | 1791.3782 | 1823.4712 | 1862.3815 | 1899.3742 | 1929.5881 | 1960.5474 | 1934.9252 | 1914.4989
NEM | Behind the meter battery pump | 277.673 | 348.0493 | 414.6572 | 498.4955 | 608.4006 | 741.8638 | 879.5954 | 999.5787 | 1132.8894 | 1302.689 | 1548.0918 | 1710.401 | 1846.6072 | 1938.555 | 2014.402 | 2051.5871 | 2079.5415 | 2108.7376 | 2146.4946 | 2191.783 | 2235.6369 | 2271.7864 | 2307.5227 | 2277.5593 | 2252.9965
Region | Technology | 2021-22 | 2022-23 | 2023-24 | 2024-25 | 2025-26 | 2026-27 | 2027-28 | 2028-29 | 2029-30 | 2030-31 | 2031-32 | 2032-33 | 2033-34 | 2034-35 | 2035-36 | 2036-37 | 2037-38 | 2038-39 | 2039-40 | 2040-41 | 2041-42 | 2042-43 | 2043-44 | 2044-45 | 2045-46
NSW1 | Distributed PV | 5262.5019 | 6181.7165 | 6669.0034 | 7202.2517 | 7719.6429 | 9159.6898 | 9481.6779 | 8800.2095 | 9379.035 | 10306.881 | 11157.5636 | 11238.4223 | 11474.5015 | 11494.531 | 13223.1517 | 13573.9529 | 12642.5339 | 13512.5449 | 14814.1646 | 15966.6433 | 16025.1219 | 16436.6451 | 16440.3606 | 18694.2724 | 18945.0237
NSW1 | Behind the meter battery | 90.0072 | 110.2191 | 136.4393 | 168.5489 | 207.4514 | 250.266 | 291.4824 | 323.2254 | 360.3632 | 404.9301 | 466.6639 | 512.7177 | 547.4368 | 569.9907 | 588.6488 | 597.6346 | 604.674 | 611.8214 | 622.5776 | 634.0335 | 643.985 | 651.3859 | 660.2848 | 651.75 | 644.1858
NSW1 | Behind the meter battery pump | 105.9474 | 129.7584 | 160.6557 | 198.4993 | 244.1302 | 294.4627 | 342.9722 | 380.5132 | 424.2251 | 476.8077 | 549.6379 | 603.5133 | 644.4395 | 671.0136 | 693.247 | 703.6734 | 712.0602 | 719.8045 | 732.7046 | 746.0059 | 757.7618 | 767.3056 | 777.3245 | 767.0598 | 757.9325
Region | Technology | 2021-22 | 2022-23 | 2023-24 | 2024-25 | 2025-26 | 2026-27 | 2027-28 | 2028-29 | 2029-30 | 2030-31 | 2031-32 | 2032-33 | 2033-34 | 2034-35 | 2035-36 | 2036-37 | 2037-38 | 2038-39 | 2039-40 | 2040-41 | 2041-42 | 2042-43 | 2043-44 | 2044-45 | 2045-46
QLD1 | Distributed PV | 5599.1331 | 6419.2022 | 6849.2421 | 6976.7306 | 7521.3008 | 8418.7777 | 8849.2799 | 7761.558 | 8742.3147 | 9381.0994 | 10217.29 | 10464.7374 | 10402.3916 | 10912.844 | 12104.4336 | 12579.6083 | 10999.1279 | 12302.5311 | 13081.1652 | 14105.7025 | 14319.6371 | 14202.9929 | 14756.9594 | 16066.2499 | 16501.2635
QLD1 | Behind the meter battery | 42.5061 | 52.2853 | 64.4828 | 79.8821 | 99.0938 | 120.4026 | 140.3409 | 158.8517 | 179.4304 | 211.6215 | 259.7776 | 289.5673 | 319.062 | 340.4985 | 358.3762 | 368.3635 | 377.2019 | 385.2411 | 394.5718 | 406.6355 | 418.6747 | 428.6586 | 438.6419 | 433.8609 | 430.5248
QLD1 | Behind the meter battery pump | 50.0114 | 61.5171 | 75.8663 | 94.0696 | 116.591 | 141.7824 | 165.2106 | 186.9183 | 211.1333 | 249.2238 | 305.8177 | 340.7102 | 375.3906 | 400.7088 | 421.6659 | 433.7423 | 444.194 | 453.6394 | 464.4238 | 478.9375 | 492.5953 | 504.5666 | 516.0603 | 510.9699 | 506.6583
Region | Technology | 2021-22 | 2022-23 | 2023-24 | 2024-25 | 2025-26 | 2026-27 | 2027-28 | 2028-29 | 2029-30 | 2030-31 | 2031-32 | 2032-33 | 2033-34 | 2034-35 | 2035-36 | 2036-37 | 2037-38 | 2038-39 | 2039-40 | 2040-41 | 2041-42 | 2042-43 | 2043-44 | 2044-45 | 2045-46
VIC1 | Distributed PV | 4340.4611 | 4948.3455 | 6032.5825 | 6682.6204 | 7094.1359 | 8336.0077 | 9185.2389 | 9387.8939 | 10175.568 | 10822.1118 | 10650.8615 | 11521.6136 | 11532.8945 | 11240.915 | 12363.9281 | 12838.7273 | 12633.4748 | 13592.8763 | 14534.1199 | 14353.8401 | 15458.2942 | 15526.0291 | 15088.8859 | 16500.6469 | 16953.5734
VIC1 | Behind the meter battery | 50.7487 | 64.0724 | 78.2811 | 97.6715 | 122.4763 | 153.7996 | 191.9736 | 233.6296 | 278.1367 | 330.1224 | 402.9521 | 452.1208 | 493.0893 | 520.246 | 543.7819 | 555.6862 | 563.6858 | 572.6792 | 584.2356 | 598.0026 | 611.0767 | 623.1964 | 633.9045 | 626.627 | 621.1881
VIC1 | Behind the meter battery pump | 59.7096 | 75.4292 | 92.1629 | 114.9632 | 144.1316 | 180.9664 | 226.0656 | 275.0229 | 327.3813 | 388.631 | 474.2354 | 532.4976 | 580.3924 | 612.6206 | 640.1593 | 653.9105 | 663.5348 | 674.3312 | 687.9243 | 703.5448 | 719.6677 | 733.3926 | 745.9929 | 737.4345 | 730.917
Region | Technology | 2021-22 | 2022-23 | 2023-24 | 2024-25 | 2025-26 | 2026-27 | 2027-28 | 2028-29 | 2029-30 | 2030-31 | 2031-32 | 2032-33 | 2033-34 | 2034-35 | 2035-36 | 2036-37 | 2037-38 | 2038-39 | 2039-40 | 2040-41 | 2041-42 | 2042-43 | 2043-44 | 2044-45 | 2045-46
SA1 | Distributed PV | 2633.8628 | 2839.4658 | 3080.7142 | 3134.3479 | 3135.6143 | 3403.7903 | 3660.6797 | 3624.2978 | 3889.2756 | 4020.359 | 4100.6523 | 4303.1976 | 4273.7411 | 4176.9992 | 4477.1585 | 4754.2297 | 4640.4876 | 4935.9472 | 5081.0751 | 5170.7322 | 5403.3197 | 5345.3406 | 5186.331 | 5510.474 | 5790.1539
SA1 | Behind the meter battery | 46.4219 | 61.9061 | 64.2884 | 66.5711 | 74.9682 | 89.8957 | 103.7878 | 111.039 | 120.0835 | 132.5416 | 153.6951 | 164.0583 | 172.5291 | 177.5768 | 180.8713 | 181.333 | 180.3934 | 180.9303 | 180.9507 | 182.0889 | 183.5319 | 183.8799 | 184.8826 | 180.752 | 177.3684
SA1 | Behind the meter battery pump | 54.6558 | 72.862 | 75.647 | 78.4055 | 88.2173 | 105.825 | 122.1405 | 130.7539 | 141.3202 | 155.9863 | 181.019 | 193.1065 | 203.0632 | 209.1477 | 212.9135 | 213.3358 | 212.245 | 213.0384 | 213.0374 | 214.2679 | 216.0445 | 216.5182 | 217.7072 | 212.7278 | 208.9524
Region | Technology | 2021-22 | 2022-23 | 2023-24 | 2024-25 | 2025-26 | 2026-27 | 2027-28 | 2028-29 | 2029-30 | 2030-31 | 2031-32 | 2032-33 | 2033-34 | 2034-35 | 2035-36 | 2036-37 | 2037-38 | 2038-39 | 2039-40 | 2040-41 | 2041-42 | 2042-43 | 2043-44 | 2044-45 | 2045-46
TAS1 | Distributed PV | 245.4797 | 273.2806 | 312.1541 | 341.7237 | 365.9722 | 425.333 | 451.7347 | 455.294 | 473.318 | 500.2016 | 511.9325 | 549.4438 | 571.4279 | 567.2893 | 633.1537 | 665.0178 | 679.5608 | 712.3141 | 755.8326 | 777.7193 | 825.6329 | 855.5778 | 841.9099 | 926.4983 | 955.8868
TAS1 | Behind the meter battery | 6.2433 | 7.2055 | 8.773 | 10.6667 | 13.0287 | 15.9925 | 19.7133 | 22.4055 | 24.4947 | 27.2144 | 31.745 | 34.4556 | 36.8121 | 38.294 | 39.4359 | 39.8695 | 40.3453 | 40.7062 | 41.1356 | 41.621 | 42.106 | 42.4675 | 42.8336 | 41.9353 | 41.2319
TAS1 | Behind the meter battery pump | 7.3488 | 8.4826 | 10.3253 | 12.5578 | 15.3304 | 18.8271 | 23.2065 | 26.3703 | 28.8295 | 32.0401 | 37.3819 | 40.5735 | 43.3214 | 45.0642 | 46.4164 | 46.9251 | 47.5075 | 47.9241 | 48.4046 | 49.0268 | 49.5677 | 50.0033 | 50.4378 | 49.3673 | 48.5363

## BaseCase_Capacity
Installed capacity by technology (MW) - Base Case, Fast Change Scenario
Capacity calculated on 1 July. In early study years some wind and solar projects enter later in the financial year and are therefore reflected in the following financial year's capacity.
Explicitly modelled generation
Region | Technology | 2021-22 | 2022-23 | 2023-24 | 2024-25 | 2025-26 | 2026-27 | 2027-28 | 2028-29 | 2029-30 | 2030-31 | 2031-32 | 2032-33 | 2033-34 | 2034-35 | 2035-36 | 2036-37 | 2037-38 | 2038-39 | 2039-40 | 2040-41 | 2041-42 | 2042-43 | 2043-44 | 2044-45 | 2045-46
NEM | Black Coal | 18386 | 17886 | 16386 | 16312.2459 | 15301.2824 | 15301.2822 | 14216.2264 | 13819.1478 | 11962.2287 | 11789.7687 | 10437.73 | 10401.2822 | 10401.2822 | 10401.2822 | 7065.9999 | 6366 | 5216 | 5216 | 5216 | 5216 | 5216 | 3152 | 2787 | 2421.9999 | 2056.9999
NEM | Brown Coal | 4775 | 4775 | 4775 | 3446.4779 | 3217.1891 | 3217.189 | 3096.0508 | 2987.4585 | 2987.4585 | 2987.4585 | 2987.4585 | 2987.4585 | 2987.4585 | 2987.4585 | 2987.4585 | 2987.4585 | 2987.4585 | 2889.5326 | 2889.5326 | 2889.5326 | 2889.5326 | 2889.5326 | 2889.5326 | 2889.5326 | 2889.5297
NEM | CCGT | 3138.899 | 3138.8994 | 2958.8997 | 2958.8997 | 2958.8998 | 2958.8998 | 2958.8998 | 2958.8998 | 2958.8999 | 2958.8999 | 2958.8999 | 2958.9001 | 2958.9001 | 2958.9002 | 2958.9005 | 2573.9005 | 2044.9013 | 2044.9013 | 1901.5015 | 1901.5015 | 1901.5015 | 1901.5017 | 1461.5018 | 1276.5029 | 632.0029
NEM | Gas - Steam | 1420 | 1300 | 1300 | 1300 | 1300 | 1300 | 1300 | 1300 | 1300 | 1300 | 1300 | 1300 | 1300 | 1300 | 500 | 500 | 500 | 500 | 0 | 0 | 0 | 0 | 0 | 0 | 0
NEM | OCGT / Diesel | 6712.6409 | 6712.641 | 6712.6415 | 6712.6416 | 6712.6417 | 6712.6419 | 6712.6419 | 6712.6419 | 6712.642 | 6306.6421 | 6306.6422 | 6072.3022 | 5622.3023 | 5505.3028 | 5375.3072 | 6695.5867 | 7791.1419 | 7791.1419 | 7351.1423 | 7231.1423 | 7231.1423 | 7137.1424 | 7137.1428 | 6580.6315 | 6635.7978
NEM | Hydro | 7132.9 | 7132.9 | 7132.9 | 7132.9 | 7132.9 | 7132.9 | 7132.9 | 7132.9 | 7132.9 | 7132.9 | 7132.9 | 7132.9 | 7132.9 | 7132.9 | 7132.9 | 7132.9 | 7046.5 | 7046.5 | 7046.5 | 7046.5 | 7046.5 | 6980.5 | 6980.5 | 6980.5 | 6980.5
NEM | Wind | 9323.548 | 10620.3633 | 11314.7633 | 12074.9783 | 12395.5806 | 12802.1184 | 13201.008 | 14765.9781 | 16244.2071 | 16364.0516 | 16936.0879 | 18614.2242 | 18871 | 20305.85 | 23347.6531 | 25716.4362 | 30481.677 | 30343.7416 | 30560.0659 | 29902.2662 | 31802.4972 | 34609.2114 | 33940.5598 | 33320.8845 | 33299.8011
NEM | Solar PV | 5590.9133 | 8196.4371 | 8307.4014 | 8307.4017 | 9253.2992 | 9976.78 | 10440.5108 | 10440.5118 | 15181.0045 | 15181.0079 | 15181.0409 | 15431.2334 | 15677.5414 | 15677.5422 | 16466.6536 | 16611.4396 | 18471.0887 | 19365.7669 | 19365.7698 | 19807.357 | 21112.1798 | 25399.0379 | 25758.8211 | 25413.6815 | 25318.4207
NEM | LS Battery | 242.3336 | 562.3337 | 562.334 | 562.334 | 562.3347 | 562.3391 | 562.3408 | 967.9937 | 967.9937 | 2610.9315 | 2734.979 | 3630.2111 | 3635.9701 | 3844.6597 | 4074.0848 | 4074.0848 | 4324.9297 | 4324.9297 | 4324.9333 | 4324.9333 | 4675.4707 | 4739.465 | 4739.4656 | 4739.4663 | 4729.4665
NEM | Pumped Hydro | 810 | 810 | 810 | 810.005 | 2850.0061 | 2850.0072 | 2850.0073 | 2850.0076 | 4850.0041 | 4850.0047 | 4850.005 | 4850.0056 | 4850.0056 | 4850.0066 | 5060.0122 | 5060.0253 | 5622.2724 | 5622.2726 | 5734.1239 | 5734.1239 | 6061.8561 | 6982.8032 | 6982.8033 | 7675.6559 | 7774.8762
NEM | VPP | 64.9 | 105.21 | 157.21 | 231.2 | 336.6 | 482.5 | 666.21 | 887.3 | 1169.7 | 1451.4 | 1835.5 | 2195.8 | 2552.1 | 2864.5 | 3151.9 | 3412.61 | 3667.51 | 3928.3099 | 4202.29 | 4515.5099 | 4833.8999 | 5159.8999 | 5494.2 | 5756.6099 | 6027.9001
Total excluding storage |  | 56479.9012 | 59762.2407 | 58887.6058 | 58245.5452 | 58271.7927 | 59401.8114 | 59058.2378 | 60117.538 | 64479.3407 | 64020.7288 | 63240.7594 | 64898.3007 | 64951.3846 | 66269.2359 | 65834.8728 | 68583.7215 | 74538.7674 | 75197.5843 | 74330.5121 | 73994.2996 | 77199.3535 | 82068.9261 | 80955.0582 | 78883.7329 | 77813.0523
Region | Technology | 2021-22 | 2022-23 | 2023-24 | 2024-25 | 2025-26 | 2026-27 | 2027-28 | 2028-29 | 2029-30 | 2030-31 | 2031-32 | 2032-33 | 2033-34 | 2034-35 | 2035-36 | 2036-37 | 2037-38 | 2038-39 | 2039-40 | 2040-41 | 2041-42 | 2042-43 | 2043-44 | 2044-45 | 2045-46
NSW1 | Black Coal | 10260 | 9760 | 8260 | 8260 | 8259.9992 | 8259.9992 | 7477.8648 | 7477.8648 | 5620.9457 | 5448.4857 | 4096.447 | 4059.9992 | 4059.9992 | 4059.9992 | 1320 | 1320 | 1320 | 1320 | 1320 | 1320 | 1320 | 0 | 0 | 0 | 0
NSW1 | Brown Coal | 0 | 0 | 0 | 0 | 0 | 0 | 0 | 0 | 0 | 0 | 0 | 0 | 0 | 0 | 0 | 0 | 0 | 0 | 0 | 0 | 0 | 0 | 0 | 0 | 0
NSW1 | CCGT | 624.999 | 624.9991 | 624.9992 | 624.9992 | 624.9992 | 624.9992 | 624.9992 | 624.9992 | 624.9992 | 624.9992 | 624.9992 | 624.9992 | 624.9992 | 624.9992 | 624.9994 | 624.9994 | 624.9997 | 624.9997 | 624.9997 | 624.9997 | 624.9997 | 624.9998 | 184.9998 | 0.00076523 | 0.00076573
NSW1 | Gas - Steam | 0 | 0 | 0 | 0 | 0 | 0 | 0 | 0 | 0 | 0 | 0 | 0 | 0 | 0 | 0 | 0 | 0 | 0 | 0 | 0 | 0 | 0 | 0 | 0 | 0
NSW1 | OCGT / Diesel | 1438.0003 | 1438.0003 | 1438.0008 | 1438.0008 | 1438.0008 | 1438.0008 | 1438.0008 | 1438.0008 | 1438.0008 | 1438.0008 | 1438.0008 | 1438.0009 | 1438.0009 | 1438.0009 | 1388.0051 | 2708.2834 | 3803.8361 | 3803.8361 | 3803.8363 | 3803.8363 | 3803.8363 | 3803.8363 | 3803.8364 | 3139.838 | 3139.8384
NSW1 | Hydro | 2525 | 2525 | 2525 | 2525 | 2525 | 2525 | 2525 | 2525 | 2525 | 2525 | 2525 | 2525 | 2525 | 2525 | 2525 | 2525 | 2525 | 2525 | 2525 | 2525 | 2525 | 2525 | 2525 | 2525 | 2525
NSW1 | Wind | 1986.45 | 2213.2556 | 2907.6528 | 3665.3803 | 3665.3803 | 3860.7713 | 4259.6607 | 5021.8558 | 6350.9029 | 6350.9029 | 6350.9029 | 6350.903 | 6350.903 | 6350.9031 | 8182.5865 | 8136.0868 | 8994.786 | 8792.3076 | 8792.311 | 8431.8111 | 9385.4805 | 9521.4664 | 9226.4864 | 9226.4865 | 9226.4868
NSW1 | Solar PV | 2150.5192 | 3866.8404 | 3977.8047 | 3977.8049 | 4923.7003 | 5647.1796 | 6110.9099 | 6110.9099 | 10851.4019 | 10851.4019 | 10851.4019 | 10851.4019 | 10851.402 | 10851.4025 | 10851.4029 | 10851.4033 | 12582.7949 | 12432.495 | 12432.495 | 12701.1031 | 12701.1042 | 14698.1664 | 14625.1667 | 14625.1667 | 14625.167
NSW1 | LS Battery | 0.0019787 | 0.0020504 | 0.0022971 | 0.0022972 | 0.0030009 | 0.0045706 | 0.0054698 | 0.0064774 | 0.0064778 | 1344.6738 | 1344.6738 | 2183.7803 | 2183.7803 | 2183.7803 | 2400.6626 | 2400.6626 | 2400.6626 | 2400.6626 | 2400.6662 | 2400.6662 | 2751.2042 | 3115.1985 | 3115.1984 | 3115.199 | 3115.1992
NSW1 | Pumped Hydro | 240 | 240 | 240 | 240.0029 | 2280.0037 | 2280.0038 | 2280.0039 | 2280.004 | 4280 | 4280 | 4280 | 4280 | 4280 | 4280 | 4490 | 4490.0001 | 4539.9999 | 4539.9999 | 4539.9999 | 4539.9999 | 4540.0001 | 4540.0001 | 4540.0001 | 4540.0001 | 4540.0001
NSW1 | VPP | 25 | 39.71 | 61.21 | 92.1 | 135 | 191.8 | 261.41 | 342.7 | 447.9 | 547.6 | 676.5 | 801.4 | 918.5 | 1016.7 | 1105.9 | 1189.91 | 1273.41 | 1359.71 | 1451.89 | 1556.01 | 1661.1999 | 1769.1 | 1880.1999 | 1968.6099 | 2060
Total excluding storage |  | 18984.9685 | 20428.0954 | 19733.4574 | 20491.1852 | 21437.0798 | 22355.9502 | 22436.4354 | 23198.6305 | 27411.2505 | 27238.7905 | 25886.7518 | 25850.3042 | 25850.3043 | 25850.3049 | 24891.9939 | 26165.7728 | 29851.4167 | 29498.6384 | 29498.6419 | 29406.7501 | 30360.4207 | 31173.4689 | 30365.4892 | 29516.492 | 29516.493
Region | Technology | 2021-22 | 2022-23 | 2023-24 | 2024-25 | 2025-26 | 2026-27 | 2027-28 | 2028-29 | 2029-30 | 2030-31 | 2031-32 | 2032-33 | 2033-34 | 2034-35 | 2035-36 | 2036-37 | 2037-38 | 2038-39 | 2039-40 | 2040-41 | 2041-42 | 2042-43 | 2043-44 | 2044-45 | 2045-46
QLD1 | Black Coal | 8126 | 8126 | 8126 | 8052.2459 | 7041.2831 | 7041.283 | 6738.3616 | 6341.283 | 6341.283 | 6341.283 | 6341.283 | 6341.283 | 6341.283 | 6341.283 | 5745.9999 | 5046 | 3896 | 3896 | 3896 | 3896 | 3896 | 3152 | 2787 | 2421.9999 | 2056.9999
QLD1 | Brown Coal | 0 | 0 | 0 | 0 | 0 | 0 | 0 | 0 | 0 | 0 | 0 | 0 | 0 | 0 | 0 | 0 | 0 | 0 | 0 | 0 | 0 | 0 | 0 | 0 | 0
QLD1 | CCGT | 1596.9 | 1596.9001 | 1596.9001 | 1596.9001 | 1596.9001 | 1596.9002 | 1596.9002 | 1596.9002 | 1596.9002 | 1596.9002 | 1596.9002 | 1596.9002 | 1596.9002 | 1596.9002 | 1596.9003 | 1211.9003 | 1211.9005 | 1211.9005 | 1068.5005 | 1068.5005 | 1068.5005 | 1068.5005 | 1068.5005 | 1068.5005 | 424.0006
QLD1 | Gas - Steam | 0 | 0 | 0 | 0 | 0 | 0 | 0 | 0 | 0 | 0 | 0 | 0 | 0 | 0 | 0 | 0 | 0 | 0 | 0 | 0 | 0 | 0 | 0 | 0 | 0
QLD1 | OCGT / Diesel | 1909.0001 | 1909.0001 | 1909.0002 | 1909.0003 | 1909.0003 | 1909.0004 | 1909.0004 | 1909.0004 | 1909.0004 | 1909.0004 | 1909.0004 | 1909.0004 | 1629.0004 | 1512.0009 | 1512.0009 | 1512.0021 | 1512.0037 | 1512.0037 | 1512.0037 | 1512.0037 | 1512.0037 | 1512.0037 | 1512.0037 | 1369.0037 | 1369.0037
QLD1 | Hydro | 152.4 | 152.4 | 152.4 | 152.4 | 152.4 | 152.4 | 152.4 | 152.4 | 152.4 | 152.4 | 152.4 | 152.4 | 152.4 | 152.4 | 152.4 | 152.4 | 66 | 66 | 66 | 66 | 66 | 0 | 0 | 0 | 0
QLD1 | Wind | 676.608 | 1176.6118 | 1176.612 | 1176.6125 | 1497.2146 | 1702.356 | 1702.356 | 2483.0694 | 2483.0696 | 2483.0696 | 3055.1059 | 3606.0737 | 3606.0737 | 5040.9198 | 5848.6791 | 8142.0869 | 10886.073 | 10886.0731 | 10886.0731 | 10886.0731 | 10886.0731 | 12163.9082 | 11983.3923 | 11829.3135 | 12984.5135
QLD1 | Solar PV | 1965.8571 | 2775.8582 | 2775.8582 | 2775.8582 | 2775.8591 | 2775.8599 | 2775.86 | 2775.8608 | 2775.8609 | 2775.8613 | 2775.8912 | 3026.0674 | 3272.3431 | 3272.3431 | 3856.5733 | 3735.5734 | 3782.6829 | 3782.6829 | 3782.6829 | 3782.6833 | 4318.5805 | 6487.9111 | 6334.9112 | 6236.7712 | 6172.6113
QLD1 | LS Battery | 2.0004 | 22.0004 | 22.0004 | 22.0004 | 22.0004 | 22.0018 | 22.0019 | 427.6533 | 427.6533 | 427.6534 | 551.7001 | 551.7001 | 612.7891 | 846.4787 | 846.4787 | 846.4787 | 846.4787 | 846.4787 | 846.4787 | 846.4787 | 846.4784 | 846.4784 | 846.4784 | 846.4784 | 846.4784
QLD1 | Pumped Hydro | 570 | 570 | 570 | 570.0006 | 570.0007 | 570.0011 | 570.0011 | 570.0013 | 570.0013 | 570.0013 | 570.0013 | 570.0013 | 570.0013 | 570.0022 | 570.0073 | 570.0202 | 1082.2639 | 1082.2639 | 1082.2639 | 1082.2639 | 1409.9902 | 2112.4808 | 2112.4808 | 2358.7534 | 2358.7535
QLD1 | VPP | 11.8 | 19 | 29.4 | 44.5 | 65.6 | 93.9 | 128.1 | 170.3 | 224.4 | 284.6 | 369.2 | 447.1 | 529.7 | 602 | 668.2 | 729 | 789.1 | 851.3 | 916.2 | 989 | 1064.1 | 1141.2 | 1220.5 | 1281.2 | 1344
Total excluding storage |  | 14426.7653 | 15736.7702 | 15736.7704 | 15663.017 | 14972.6573 | 15177.7995 | 14874.8783 | 15258.5138 | 15258.5141 | 15258.5146 | 15830.5807 | 16631.7247 | 16598.0004 | 17915.847 | 18712.5535 | 19799.9627 | 21354.6602 | 21354.6602 | 21211.2602 | 21211.2606 | 21747.1579 | 24384.3236 | 23685.8078 | 22925.5889 | 23007.129
Region | Technology | 2021-22 | 2022-23 | 2023-24 | 2024-25 | 2025-26 | 2026-27 | 2027-28 | 2028-29 | 2029-30 | 2030-31 | 2031-32 | 2032-33 | 2033-34 | 2034-35 | 2035-36 | 2036-37 | 2037-38 | 2038-39 | 2039-40 | 2040-41 | 2041-42 | 2042-43 | 2043-44 | 2044-45 | 2045-46
VIC1 | Black Coal | 0 | 0 | 0 | 0 | 0 | 0 | 0 | 0 | 0 | 0 | 0 | 0 | 0 | 0 | 0 | 0 | 0 | 0 | 0 | 0 | 0 | 0 | 0 | 0 | 0
VIC1 | Brown Coal | 4775 | 4775 | 4775 | 3446.4779 | 3217.1891 | 3217.189 | 3096.0508 | 2987.4585 | 2987.4585 | 2987.4585 | 2987.4585 | 2987.4585 | 2987.4585 | 2987.4585 | 2987.4585 | 2987.4585 | 2987.4585 | 2889.5326 | 2889.5326 | 2889.5326 | 2889.5326 | 2889.5326 | 2889.5326 | 2889.5326 | 2889.5297
VIC1 | CCGT | 0 | 0.00012616 | 0.00012663 | 0.00015823 | 0.00015836 | 0.00017367 | 0.00017421 | 0.00017498 | 0.00020205 | 0.00022735 | 0.00022739 | 0.00023283 | 0.00027971 | 0.00028012 | 0.00028689 | 0.00028753 | 0.00036965 | 0.00037289 | 0.00049664 | 0.00049688 | 0.00050052 | 0.00055981 | 0.00061956 | 0.00062828 | 0.0006325
VIC1 | Gas - Steam | 500 | 500 | 500 | 500 | 500 | 500 | 500 | 500 | 500 | 500 | 500 | 500 | 500 | 500 | 500 | 500 | 500 | 500 | 0 | 0 | 0 | 0 | 0 | 0 | 0
VIC1 | OCGT / Diesel | 1900.0001 | 1900.0002 | 1900.0002 | 1900.0002 | 1900.0002 | 1900.0003 | 1900.0003 | 1900.0003 | 1900.0003 | 1900.0004 | 1900.0004 | 1900.0004 | 1730.0004 | 1730.0004 | 1730.0004 | 1730.0004 | 1730.0004 | 1730.0004 | 1290.0006 | 1290.0006 | 1290.0006 | 1196.0006 | 1196.0007 | 1196.0021 | 1196.0029
VIC1 | Hydro | 2279 | 2279 | 2279 | 2279 | 2279 | 2279 | 2279 | 2279 | 2279 | 2279 | 2279 | 2279 | 2279 | 2279 | 2279 | 2279 | 2279 | 2279 | 2279 | 2279 | 2279 | 2279 | 2279 | 2279 | 2279
VIC1 | Wind | 3928.53 | 4288.5316 | 4288.5317 | 4288.5323 | 4288.5324 | 4288.533 | 4288.533 | 4288.534 | 4288.5359 | 4288.5368 | 4288.5368 | 4288.5618 | 4738.5373 | 4738.5404 | 4990.2908 | 4990.2917 | 5671.3499 | 5260.8562 | 5735.4409 | 5477.141 | 6251.1834 | 7644.0748 | 7570.2781 | 7258.2781 | 6423.0045
VIC1 | Solar PV | 1096.537 | 1096.5373 | 1096.5373 | 1096.5374 | 1096.5377 | 1096.538 | 1096.5381 | 1096.5381 | 1096.5382 | 1096.5402 | 1096.5404 | 1096.5508 | 1096.5816 | 1096.5816 | 1301.3984 | 1322.8154 | 1403.9633 | 2448.9411 | 2448.9439 | 2500.508 | 2986.6788 | 3107.1435 | 3476.5498 | 3364.5498 | 3333.4484
VIC1 | LS Battery | 75.3305 | 375.3305 | 375.3305 | 375.3305 | 375.3305 | 375.3314 | 375.3315 | 375.3316 | 375.3316 | 511.5894 | 511.5894 | 511.5894 | 456.2594 | 456.2594 | 456.2594 | 456.2594 | 456.2594 | 456.2594 | 456.2594 | 456.2594 | 456.2589 | 156.2589 | 156.2589 | 156.2589 | 156.259
VIC1 | Pumped Hydro | 0 | 0 | 0 | 0.00066622 | 0.00067143 | 0.0011218 | 0.0011276 | 0.0011376 | 0.0014182 | 0.0018933 | 0.0018938 | 0.0018983 | 0.0019065 | 0.0019112 | 0.0019295 | 0.0019553 | 0.002617 | 0.0026941 | 111.8523 | 111.8523 | 111.8526 | 330.309 | 330.309 | 776.8886 | 876.1083
VIC1 | VPP | 13.9 | 22.7 | 34.6 | 52.6 | 78.7 | 116 | 167.3 | 235.2 | 322.5 | 409.8 | 530.1 | 643.8 | 758.4 | 865.1 | 966.2 | 1055.4 | 1140 | 1225.2 | 1313.7 | 1416.7 | 1521.1 | 1627.9 | 1737.3 | 1823.5 | 1912.8
Total excluding storage |  | 14479.0671 | 14839.0693 | 14839.0694 | 13510.5481 | 13281.2596 | 13281.2605 | 13160.1224 | 13051.531 | 13051.5332 | 13051.5361 | 13051.5363 | 13051.5717 | 13331.5782 | 13331.5812 | 13788.1484 | 13809.5664 | 14571.7725 | 15108.3307 | 14642.9185 | 14436.1828 | 15696.3959 | 17115.7521 | 17411.3619 | 16987.3633 | 16120.9862
Region | Technology | 2021-22 | 2022-23 | 2023-24 | 2024-25 | 2025-26 | 2026-27 | 2027-28 | 2028-29 | 2029-30 | 2030-31 | 2031-32 | 2032-33 | 2033-34 | 2034-35 | 2035-36 | 2036-37 | 2037-38 | 2038-39 | 2039-40 | 2040-41 | 2041-42 | 2042-43 | 2043-44 | 2044-45 | 2045-46
SA1 | Black Coal | 0 | 0 | 0 | 0 | 0 | 0 | 0 | 0 | 0 | 0 | 0 | 0 | 0 | 0 | 0 | 0 | 0 | 0 | 0 | 0 | 0 | 0 | 0 | 0 | 0
SA1 | Brown Coal | 0 | 0 | 0 | 0 | 0 | 0 | 0 | 0 | 0 | 0 | 0 | 0 | 0 | 0 | 0 | 0 | 0 | 0 | 0 | 0 | 0 | 0 | 0 | 0 | 0
SA1 | CCGT | 709 | 709 | 529.0001 | 529.0001 | 529.0001 | 529.0001 | 529.0001 | 529.0002 | 529.0002 | 529.0002 | 529.0002 | 529.0002 | 529.0002 | 529.0002 | 529.0003 | 529.0003 | 0.00043599 | 0.00043606 | 0.00043686 | 0.00043703 | 0.00044044 | 0.00046961 | 0.00055214 | 0.00056022 | 0.00056226
SA1 | Gas - Steam | 920 | 800 | 800 | 800 | 800 | 800 | 800 | 800 | 800 | 800 | 800 | 800 | 800 | 800 | 0 | 0 | 0 | 0 | 0 | 0 | 0 | 0 | 0 | 0 | 0
SA1 | OCGT / Diesel | 1287.6401 | 1287.6401 | 1287.6402 | 1287.6402 | 1287.6402 | 1287.6402 | 1287.6402 | 1287.6402 | 1287.6402 | 881.6402 | 881.6403 | 647.3003 | 647.3003 | 647.3003 | 567.3004 | 567.3005 | 567.3012 | 567.3012 | 567.3012 | 567.3012 | 567.3012 | 567.3012 | 567.3012 | 817.7867 | 872.9518
SA1 | Hydro | 0 | 0 | 0 | 0 | 0 | 0 | 0 | 0 | 0 | 0 | 0 | 0 | 0 | 0 | 0 | 0 | 0 | 0 | 0 | 0 | 0 | 0 | 0 | 0 | 0
SA1 | Wind | 2158.76 | 2368.763 | 2368.7638 | 2368.7645 | 2368.7646 | 2368.7652 | 2368.7653 | 2368.7692 | 2277.9742 | 2231.9747 | 2231.9747 | 2755.3541 | 2562.1543 | 2562.1547 | 2712.7641 | 2834.6381 | 3316.1202 | 3791.1548 | 3475.5316 | 3436.5316 | 3436.5399 | 3436.5419 | 3317.1828 | 3317.1862 | 2973.9892
SA1 | Solar PV | 378 | 457.2011 | 457.2011 | 457.2011 | 457.2018 | 457.202 | 457.2024 | 457.2026 | 457.203 | 457.2039 | 457.2067 | 457.2126 | 457.214 | 457.2142 | 457.2781 | 701.6465 | 701.6466 | 701.6467 | 701.6467 | 823.0614 | 1105.815 | 1105.8152 | 1322.192 | 1187.192 | 1187.1922
SA1 | LS Battery | 165.0004 | 165.0004 | 165.0004 | 165.0004 | 165.0004 | 165.0007 | 165.0012 | 165.0015 | 165.0015 | 327.012 | 327.012 | 383.1376 | 383.1376 | 358.1376 | 370.6804 | 370.6804 | 621.5253 | 621.5253 | 621.5253 | 621.5253 | 621.5249 | 621.5249 | 621.5249 | 621.5249 | 611.525
SA1 | Pumped Hydro | 0 | 0 | 0 | 0.00035078 | 0.00038683 | 0.00043965 | 0.00048081 | 0.00052898 | 0.00062497 | 0.00062622 | 0.00062843 | 0.0007064 | 0.00072217 | 0.00074163 | 0.00098257 | 0.0011031 | 0.0029709 | 0.0029744 | 0.0029795 | 0.0029854 | 0.003046 | 0.0030848 | 0.0031021 | 0.0035774 | 0.004021
SA1 | VPP | 12.5 | 21.2 | 28 | 36.1 | 48.8 | 68.5 | 91.9 | 115.9 | 145.2 | 173.4 | 214.7 | 250.2 | 284.2 | 312.4 | 337.2 | 358.6 | 380 | 401.8 | 424.5 | 451.5 | 478.7 | 506.3 | 534.1 | 556.1 | 578.7
Total excluding storage |  | 5453.4002 | 5622.6042 | 5442.6052 | 5442.6059 | 5442.6067 | 5442.6076 | 5442.6081 | 5442.6122 | 5351.8176 | 4899.8189 | 4899.8219 | 5188.8672 | 4995.6687 | 4995.6694 | 4266.3428 | 4632.5853 | 4585.0685 | 5060.1032 | 4744.48 | 4826.8947 | 5109.6566 | 5109.6589 | 5206.6766 | 5322.1654 | 5034.1337
Region | Technology | 2021-22 | 2022-23 | 2023-24 | 2024-25 | 2025-26 | 2026-27 | 2027-28 | 2028-29 | 2029-30 | 2030-31 | 2031-32 | 2032-33 | 2033-34 | 2034-35 | 2035-36 | 2036-37 | 2037-38 | 2038-39 | 2039-40 | 2040-41 | 2041-42 | 2042-43 | 2043-44 | 2044-45 | 2045-46
TAS1 | Black Coal | 0 | 0 | 0 | 0 | 0 | 0 | 0 | 0 | 0 | 0 | 0 | 0 | 0 | 0 | 0 | 0 | 0 | 0 | 0 | 0 | 0 | 0 | 0 | 0 | 0
TAS1 | Brown Coal | 0 | 0 | 0 | 0 | 0 | 0 | 0 | 0 | 0 | 0 | 0 | 0 | 0 | 0 | 0 | 0 | 0 | 0 | 0 | 0 | 0 | 0 | 0 | 0 | 0
TAS1 | CCGT | 208 | 208.0001 | 208.0001 | 208.0001 | 208.0001 | 208.0002 | 208.0002 | 208.0002 | 208.0002 | 208.0002 | 208.0002 | 208.0002 | 208.0002 | 208.0002 | 208.0002 | 208.0002 | 208.0003 | 208.0003 | 208.0003 | 208.0003 | 208.0004 | 208.0004 | 208.0004 | 208.0004 | 208.0004
TAS1 | Gas - Steam | 0 | 0 | 0 | 0 | 0 | 0 | 0 | 0 | 0 | 0 | 0 | 0 | 0 | 0 | 0 | 0 | 0 | 0 | 0 | 0 | 0 | 0 | 0 | 0 | 0
TAS1 | OCGT / Diesel | 178.0001 | 178.0002 | 178.0002 | 178.0002 | 178.0002 | 178.0002 | 178.0002 | 178.0002 | 178.0002 | 178.0002 | 178.0003 | 178.0003 | 178.0003 | 178.0003 | 178.0003 | 178.0003 | 178.0004 | 178.0004 | 178.0004 | 58.0004 | 58.0005 | 58.0005 | 58.0007 | 58.001 | 58.001
TAS1 | Hydro | 2176.5 | 2176.5 | 2176.5 | 2176.5 | 2176.5 | 2176.5 | 2176.5 | 2176.5 | 2176.5 | 2176.5 | 2176.5 | 2176.5 | 2176.5 | 2176.5 | 2176.5 | 2176.5 | 2176.5 | 2176.5 | 2176.5 | 2176.5 | 2176.5 | 2176.5 | 2176.5 | 2176.5 | 2176.5
TAS1 | Wind | 573.2 | 573.2013 | 573.203 | 575.6886 | 575.6886 | 581.6929 | 581.6929 | 603.7497 | 843.7244 | 1009.5676 | 1009.5677 | 1613.3317 | 1613.3317 | 1613.332 | 1613.3326 | 1613.3328 | 1613.3478 | 1613.3499 | 1670.7094 | 1670.7094 | 1843.2201 | 1843.2201 | 1843.2201 | 1689.6201 | 1691.8072
TAS1 | Solar PV | 0 | 0.00013907 | 0.00014641 | 0.00014648 | 0.00024355 | 0.0004138 | 0.00046426 | 0.00046933 | 0.00055323 | 0.00066068 | 0.0006654 | 0.00075781 | 0.00079411 | 0.00079534 | 0.00097324 | 0.00098583 | 0.001012 | 0.0012267 | 0.0012394 | 0.0012408 | 0.0014411 | 0.0014981 | 0.0014996 | 0.0017059 | 0.0017657
TAS1 | LS Battery | 0.00036286 | 0.00036387 | 0.00036388 | 0.00036389 | 0.00036402 | 0.00055959 | 0.00075045 | 0.00087762 | 0.00087774 | 0.0029316 | 0.0037 | 0.0037049 | 0.0037052 | 0.0037053 | 0.0037053 | 0.0037054 | 0.0037055 | 0.0037056 | 0.003706 | 0.0037125 | 0.0042529 | 0.0042622 | 0.0049666 | 0.0049904 | 0.0050118
TAS1 | Pumped Hydro | 0 | 0 | 0 | 0.00054779 | 0.00059902 | 0.00064114 | 0.00067306 | 0.00073049 | 0.00081962 | 0.00095158 | 0.0011733 | 0.0016676 | 0.0016754 | 0.0016867 | 0.0019174 | 0.0019675 | 0.0030752 | 0.0031599 | 0.004848 | 0.0048538 | 0.010168 | 0.010176 | 0.010207 | 0.010242 | 0.01025
TAS1 | VPP | 1.7 | 2.6 | 4 | 5.9 | 8.5 | 12.3 | 17.5 | 23.2 | 29.7 | 36 | 45 | 53.3 | 61.3 | 68.3 | 74.4 | 79.7 | 85 | 90.3 | 96 | 102.3 | 108.8 | 115.4 | 122.1 | 127.2 | 132.4
Total excluding storage |  | 3135.7002 | 3135.7017 | 3135.7034 | 3138.1891 | 3138.1892 | 3144.1936 | 3144.1937 | 3166.2506 | 3406.2254 | 3572.0687 | 3572.0688 | 4175.8329 | 4175.833 | 4175.8333 | 4175.8341 | 4175.8343 | 4175.8495 | 4175.8518 | 4233.2114 | 4113.2114 | 4285.7224 | 4285.7225 | 4285.7227 | 4132.1232 | 4134.3104
Explicitly modelled pumping
Region | Technology | 2021-22 | 2022-23 | 2023-24 | 2024-25 | 2025-26 | 2026-27 | 2027-28 | 2028-29 | 2029-30 | 2030-31 | 2031-32 | 2032-33 | 2033-34 | 2034-35 | 2035-36 | 2036-37 | 2037-38 | 2038-39 | 2039-40 | 2040-41 | 2041-42 | 2042-43 | 2043-44 | 2044-45 | 2045-46
NEM | LS Battery pump | 242.3336 | 562.3337 | 562.334 | 562.334 | 562.3347 | 562.3391 | 562.3408 | 967.9937 | 967.9937 | 2610.9315 | 2734.979 | 3630.2111 | 3635.9701 | 3844.6597 | 4074.0848 | 4074.0848 | 4324.9297 | 4324.9297 | 4324.9333 | 4324.9333 | 4675.4707 | 4739.465 | 4739.4656 | 4739.4663 | 4729.4665
NEM | Pumped Hydro pump | 1330 | 1330 | 1330 | 1330.005 | 3370.0061 | 3370.0072 | 3370.0073 | 3370.0076 | 5370.0041 | 5370.0047 | 5370.005 | 5370.0056 | 5370.0056 | 5370.0066 | 5580.0122 | 5580.0253 | 6142.2724 | 6142.2726 | 6254.1239 | 6254.1239 | 6581.8561 | 7502.8032 | 7502.8033 | 8195.6559 | 8294.8762
NEM | VPP pump | 64.9 | 105.21 | 157.21 | 231.2 | 336.6 | 482.5 | 666.21 | 887.3 | 1169.7 | 1451.4 | 1835.5 | 2195.8 | 2552.1 | 2864.5 | 3151.9 | 3412.61 | 3667.51 | 3928.3099 | 4202.29 | 4515.5099 | 4833.8999 | 5159.8999 | 5494.2 | 5756.6099 | 6027.9001
Region | Technology | 2021-22 | 2022-23 | 2023-24 | 2024-25 | 2025-26 | 2026-27 | 2027-28 | 2028-29 | 2029-30 | 2030-31 | 2031-32 | 2032-33 | 2033-34 | 2034-35 | 2035-36 | 2036-37 | 2037-38 | 2038-39 | 2039-40 | 2040-41 | 2041-42 | 2042-43 | 2043-44 | 2044-45 | 2045-46
NSW1 | LS Battery pump | 0.0019787 | 0.0020504 | 0.0022971 | 0.0022972 | 0.0030009 | 0.0045706 | 0.0054698 | 0.0064774 | 0.0064778 | 1344.6738 | 1344.6738 | 2183.7803 | 2183.7803 | 2183.7803 | 2400.6626 | 2400.6626 | 2400.6626 | 2400.6626 | 2400.6662 | 2400.6662 | 2751.2042 | 3115.1985 | 3115.1984 | 3115.199 | 3115.1992
NSW1 | Pumped Hydro pump | 840 | 840 | 840 | 840.0029 | 2880.0037 | 2880.0038 | 2880.0039 | 2880.004 | 4880 | 4880 | 4880 | 4880 | 4880 | 4880 | 5090 | 5090.0001 | 5139.9999 | 5139.9999 | 5139.9999 | 5139.9999 | 5140.0001 | 5140.0001 | 5140.0001 | 5140.0001 | 5140.0001
NSW1 | VPP pump | 25 | 39.71 | 61.21 | 92.1 | 135 | 191.8 | 261.41 | 342.7 | 447.9 | 547.6 | 676.5 | 801.4 | 918.5 | 1016.7 | 1105.9 | 1189.91 | 1273.41 | 1359.71 | 1451.89 | 1556.01 | 1661.1999 | 1769.1 | 1880.1999 | 1968.6099 | 2060
Region | Technology | 2021-22 | 2022-23 | 2023-24 | 2024-25 | 2025-26 | 2026-27 | 2027-28 | 2028-29 | 2029-30 | 2030-31 | 2031-32 | 2032-33 | 2033-34 | 2034-35 | 2035-36 | 2036-37 | 2037-38 | 2038-39 | 2039-40 | 2040-41 | 2041-42 | 2042-43 | 2043-44 | 2044-45 | 2045-46
QLD1 | LS Battery pump | 2.0004 | 22.0004 | 22.0004 | 22.0004 | 22.0004 | 22.0018 | 22.0019 | 427.6533 | 427.6533 | 427.6534 | 551.7001 | 551.7001 | 612.7891 | 846.4787 | 846.4787 | 846.4787 | 846.4787 | 846.4787 | 846.4787 | 846.4787 | 846.4784 | 846.4784 | 846.4784 | 846.4784 | 846.4784
QLD1 | Pumped Hydro pump | 490 | 490 | 490 | 490.0006 | 490.0007 | 490.0011 | 490.0011 | 490.0013 | 490.0013 | 490.0013 | 490.0013 | 490.0013 | 490.0013 | 490.0022 | 490.0073 | 490.0202 | 1002.2639 | 1002.2639 | 1002.2639 | 1002.2639 | 1329.9902 | 2032.4808 | 2032.4808 | 2278.7534 | 2278.7535
QLD1 | VPP pump | 11.8 | 19 | 29.4 | 44.5 | 65.6 | 93.9 | 128.1 | 170.3 | 224.4 | 284.6 | 369.2 | 447.1 | 529.7 | 602 | 668.2 | 729 | 789.1 | 851.3 | 916.2 | 989 | 1064.1 | 1141.2 | 1220.5 | 1281.2 | 1344
Region | Technology | 2021-22 | 2022-23 | 2023-24 | 2024-25 | 2025-26 | 2026-27 | 2027-28 | 2028-29 | 2029-30 | 2030-31 | 2031-32 | 2032-33 | 2033-34 | 2034-35 | 2035-36 | 2036-37 | 2037-38 | 2038-39 | 2039-40 | 2040-41 | 2041-42 | 2042-43 | 2043-44 | 2044-45 | 2045-46
VIC1 | LS Battery pump | 75.3305 | 375.3305 | 375.3305 | 375.3305 | 375.3305 | 375.3314 | 375.3315 | 375.3316 | 375.3316 | 511.5894 | 511.5894 | 511.5894 | 456.2594 | 456.2594 | 456.2594 | 456.2594 | 456.2594 | 456.2594 | 456.2594 | 456.2594 | 456.2589 | 156.2589 | 156.2589 | 156.2589 | 156.259
VIC1 | Pumped Hydro pump | 0 | 0 | 0 | 0.00066622 | 0.00067143 | 0.0011218 | 0.0011276 | 0.0011376 | 0.0014182 | 0.0018933 | 0.0018938 | 0.0018983 | 0.0019065 | 0.0019112 | 0.0019295 | 0.0019553 | 0.002617 | 0.0026941 | 111.8523 | 111.8523 | 111.8526 | 330.309 | 330.309 | 776.8886 | 876.1083
VIC1 | VPP pump | 13.9 | 22.7 | 34.6 | 52.6 | 78.7 | 116 | 167.3 | 235.2 | 322.5 | 409.8 | 530.1 | 643.8 | 758.4 | 865.1 | 966.2 | 1055.4 | 1140 | 1225.2 | 1313.7 | 1416.7 | 1521.1 | 1627.9 | 1737.3 | 1823.5 | 1912.8
Region | Technology | 2021-22 | 2022-23 | 2023-24 | 2024-25 | 2025-26 | 2026-27 | 2027-28 | 2028-29 | 2029-30 | 2030-31 | 2031-32 | 2032-33 | 2033-34 | 2034-35 | 2035-36 | 2036-37 | 2037-38 | 2038-39 | 2039-40 | 2040-41 | 2041-42 | 2042-43 | 2043-44 | 2044-45 | 2045-46
SA1 | LS Battery pump | 165.0004 | 165.0004 | 165.0004 | 165.0004 | 165.0004 | 165.0007 | 165.0012 | 165.0015 | 165.0015 | 327.012 | 327.012 | 383.1376 | 383.1376 | 358.1376 | 370.6804 | 370.6804 | 621.5253 | 621.5253 | 621.5253 | 621.5253 | 621.5249 | 621.5249 | 621.5249 | 621.5249 | 611.525
SA1 | Pumped Hydro pump | 0 | 0 | 0 | 0.00035078 | 0.00038683 | 0.00043965 | 0.00048081 | 0.00052898 | 0.00062497 | 0.00062622 | 0.00062843 | 0.0007064 | 0.00072217 | 0.00074163 | 0.00098257 | 0.0011031 | 0.0029709 | 0.0029744 | 0.0029795 | 0.0029854 | 0.003046 | 0.0030848 | 0.0031021 | 0.0035774 | 0.004021
SA1 | VPP pump | 12.5 | 21.2 | 28 | 36.1 | 48.8 | 68.5 | 91.9 | 115.9 | 145.2 | 173.4 | 214.7 | 250.2 | 284.2 | 312.4 | 337.2 | 358.6 | 380 | 401.8 | 424.5 | 451.5 | 478.7 | 506.3 | 534.1 | 556.1 | 578.7
Region | Technology | 2021-22 | 2022-23 | 2023-24 | 2024-25 | 2025-26 | 2026-27 | 2027-28 | 2028-29 | 2029-30 | 2030-31 | 2031-32 | 2032-33 | 2033-34 | 2034-35 | 2035-36 | 2036-37 | 2037-38 | 2038-39 | 2039-40 | 2040-41 | 2041-42 | 2042-43 | 2043-44 | 2044-45 | 2045-46
TAS1 | LS Battery pump | 0.00036286 | 0.00036387 | 0.00036388 | 0.00036389 | 0.00036402 | 0.00055959 | 0.00075045 | 0.00087762 | 0.00087774 | 0.0029316 | 0.0037 | 0.0037049 | 0.0037052 | 0.0037053 | 0.0037053 | 0.0037054 | 0.0037055 | 0.0037056 | 0.003706 | 0.0037125 | 0.0042529 | 0.0042622 | 0.0049666 | 0.0049904 | 0.0050118
TAS1 | Pumped Hydro pump | 0 | 0 | 0 | 0.00054779 | 0.00059902 | 0.00064114 | 0.00067306 | 0.00073049 | 0.00081962 | 0.00095158 | 0.0011733 | 0.0016676 | 0.0016754 | 0.0016867 | 0.0019174 | 0.0019675 | 0.0030752 | 0.0031599 | 0.004848 | 0.0048538 | 0.010168 | 0.010176 | 0.010207 | 0.010242 | 0.01025
TAS1 | VPP pump | 1.7 | 2.6 | 4 | 5.9 | 8.5 | 12.3 | 17.5 | 23.2 | 29.7 | 36 | 45 | 53.3 | 61.3 | 68.3 | 74.4 | 79.7 | 85 | 90.3 | 96 | 102.3 | 108.8 | 115.4 | 122.1 | 127.2 | 132.4
Non-controllable capacity
Region | Technology | 2021-22 | 2022-23 | 2023-24 | 2024-25 | 2025-26 | 2026-27 | 2027-28 | 2028-29 | 2029-30 | 2030-31 | 2031-32 | 2032-33 | 2033-34 | 2034-35 | 2035-36 | 2036-37 | 2037-38 | 2038-39 | 2039-40 | 2040-41 | 2041-42 | 2042-43 | 2043-44 | 2044-45 | 2045-46
NEM | Distributed PV | 13168.2685 | 14833.3353 | 16194.5362 | 17725.7042 | 19476.9886 | 20739.4135 | 22051.5418 | 23091.3099 | 23825.4588 | 24558.053 | 25305.0846 | 26108.6764 | 26940.6595 | 28059.3325 | 29217.0464 | 30336.1093 | 31548.1664 | 32469.8354 | 33394.4545 | 34299.3112 | 35494.9648 | 36648.0095 | 37789.8224 | 38923.9606 | 39993.0144
NEM | Behind the meter battery | 552.3 | 696.3 | 837.1 | 1017.4 | 1247.7 | 1524.8 | 1809.6 | 2083 | 2386.2 | 2779.6 | 3319.3 | 3737.8 | 4103.2 | 4374.6 | 4594 | 4752.3 | 4883 | 5001.8 | 5119.3 | 5269.6 | 5401.9 | 5522.1 | 5629.3 | 5637.8 | 5642.5
NEM | Behind the meter battery pump | 552.3 | 696.3 | 837.1 | 1017.4 | 1247.7 | 1524.8 | 1809.6 | 2083 | 2386.2 | 2779.6 | 3319.3 | 3737.8 | 4103.2 | 4374.6 | 4594 | 4752.3 | 4883 | 5001.8 | 5119.3 | 5269.6 | 5401.9 | 5522.1 | 5629.3 | 5637.8 | 5642.5
Region | Technology | 2021-22 | 2022-23 | 2023-24 | 2024-25 | 2025-26 | 2026-27 | 2027-28 | 2028-29 | 2029-30 | 2030-31 | 2031-32 | 2032-33 | 2033-34 | 2034-35 | 2035-36 | 2036-37 | 2037-38 | 2038-39 | 2039-40 | 2040-41 | 2041-42 | 2042-43 | 2043-44 | 2044-45 | 2045-46
NSW1 | Distributed PV | 3822.168 | 4376.4874 | 4755.8961 | 5245.6482 | 5860.7806 | 6159.7841 | 6473.9861 | 6746.4295 | 7002.2143 | 7259.8587 | 7517.4125 | 7779.0144 | 8025.888 | 8389.9805 | 8777.532 | 9173.877 | 9629.568 | 9976.542 | 10312.065 | 10636.687 | 11073.765 | 11488.913 | 11901.66 | 12312.79 | 12691.904
NSW1 | Behind the meter battery | 211.1 | 260.6 | 324.2 | 403.7 | 498.5 | 603.5 | 705.5 | 796.2 | 901.1 | 1030.8 | 1198.8 | 1339.5 | 1453.1 | 1533 | 1596.4 | 1643.5 | 1682.6 | 1718.4 | 1756 | 1802.8 | 1843.1 | 1879.9 | 1912.8 | 1915 | 1915.8
NSW1 | Behind the meter battery pump | 211.1 | 260.6 | 324.2 | 403.7 | 498.5 | 603.5 | 705.5 | 796.2 | 901.1 | 1030.8 | 1198.8 | 1339.5 | 1453.1 | 1533 | 1596.4 | 1643.5 | 1682.6 | 1718.4 | 1756 | 1802.8 | 1843.1 | 1879.9 | 1912.8 | 1915 | 1915.8
Region | Technology | 2021-22 | 2022-23 | 2023-24 | 2024-25 | 2025-26 | 2026-27 | 2027-28 | 2028-29 | 2029-30 | 2030-31 | 2031-32 | 2032-33 | 2033-34 | 2034-35 | 2035-36 | 2036-37 | 2037-38 | 2038-39 | 2039-40 | 2040-41 | 2041-42 | 2042-43 | 2043-44 | 2044-45 | 2045-46
QLD1 | Distributed PV | 3958.9909 | 4317.8103 | 4573.7067 | 4863.4875 | 5201.9168 | 5437.4404 | 5687.2164 | 5903.9506 | 6119.5955 | 6335.1202 | 6551.9654 | 6777.4388 | 7009.945 | 7342.1571 | 7660.2216 | 7948.7645 | 8232.131 | 8442.258 | 8657.48 | 8882.824 | 9174.632 | 9461.299 | 9738.374 | 10013.38 | 10276.632
QLD1 | Behind the meter battery | 100 | 124.2 | 154 | 192.4 | 239.2 | 291.9 | 341.6 | 391.7 | 447.9 | 535.6 | 658.8 | 750.2 | 840.6 | 910.1 | 967 | 1010.4 | 1047.8 | 1082.5 | 1115.7 | 1154.5 | 1190.3 | 1223.4 | 1253.3 | 1257.8 | 1261.5
QLD1 | Behind the meter battery pump | 100 | 124.2 | 154 | 192.4 | 239.2 | 291.9 | 341.6 | 391.7 | 447.9 | 535.6 | 658.8 | 750.2 | 840.6 | 910.1 | 967 | 1010.4 | 1047.8 | 1082.5 | 1115.7 | 1154.5 | 1190.3 | 1223.4 | 1253.3 | 1257.8 | 1261.5
Region | Technology | 2021-22 | 2022-23 | 2023-24 | 2024-25 | 2025-26 | 2026-27 | 2027-28 | 2028-29 | 2029-30 | 2030-31 | 2031-32 | 2032-33 | 2033-34 | 2034-35 | 2035-36 | 2036-37 | 2037-38 | 2038-39 | 2039-40 | 2040-41 | 2041-42 | 2042-43 | 2043-44 | 2044-45 | 2045-46
VIC1 | Distributed PV | 3399.6603 | 4001.025 | 4608.7836 | 5220.3075 | 5857.4213 | 6468.9187 | 7099.9295 | 7540.0235 | 7738.4832 | 7930.7977 | 8136.0897 | 8370.0507 | 8619.2451 | 8920.9479 | 9255.9199 | 9575.505 | 9946.581 | 10240.587 | 10540.432 | 10810.502 | 11169.427 | 11511.42 | 11860.897 | 12201.02 | 12536.672
VIC1 | Behind the meter battery | 118.4 | 150.6 | 185.3 | 233.1 | 293.5 | 368.7 | 458.7 | 561.5 | 673.5 | 806.6 | 987.9 | 1130 | 1253.6 | 1350 | 1430.8 | 1487.6 | 1533.3 | 1573.9 | 1613.3 | 1665.5 | 1711.6 | 1753.3 | 1790.6 | 1795.4 | 1799.1
VIC1 | Behind the meter battery pump | 118.4 | 150.6 | 185.3 | 233.1 | 293.5 | 368.7 | 458.7 | 561.5 | 673.5 | 806.6 | 987.9 | 1130 | 1253.6 | 1350 | 1430.8 | 1487.6 | 1533.3 | 1573.9 | 1613.3 | 1665.5 | 1711.6 | 1753.3 | 1790.6 | 1795.4 | 1799.1
Region | Technology | 2021-22 | 2022-23 | 2023-24 | 2024-25 | 2025-26 | 2026-27 | 2027-28 | 2028-29 | 2029-30 | 2030-31 | 2031-32 | 2032-33 | 2033-34 | 2034-35 | 2035-36 | 2036-37 | 2037-38 | 2038-39 | 2039-40 | 2040-41 | 2041-42 | 2042-43 | 2043-44 | 2044-45 | 2045-46
SA1 | Distributed PV | 1783.2522 | 1904.9158 | 2001.4116 | 2115.5842 | 2235.5332 | 2330.6985 | 2429.971 | 2525.5357 | 2576.9188 | 2628.9084 | 2682.0504 | 2744.4937 | 2829.0292 | 2925.9725 | 3018.7078 | 3107.7264 | 3178.0111 | 3226.1053 | 3277.0188 | 3337.9874 | 3420.5074 | 3504.3383 | 3582.8305 | 3664.9786 | 3732.9154
SA1 | Behind the meter battery | 108 | 143.6 | 152.5 | 162.3 | 184.7 | 221.6 | 255.8 | 278.4 | 302.3 | 337 | 392.1 | 427.5 | 457.7 | 477.7 | 491.8 | 500 | 506.3 | 511.9 | 517.2 | 527 | 534.9 | 541.6 | 547 | 544.4 | 541.4
SA1 | Behind the meter battery pump | 108 | 143.6 | 152.5 | 162.3 | 184.7 | 221.6 | 255.8 | 278.4 | 302.3 | 337 | 392.1 | 427.5 | 457.7 | 477.7 | 491.8 | 500 | 506.3 | 511.9 | 517.2 | 527 | 534.9 | 541.6 | 547 | 544.4 | 541.4
Region | Technology | 2021-22 | 2022-23 | 2023-24 | 2024-25 | 2025-26 | 2026-27 | 2027-28 | 2028-29 | 2029-30 | 2030-31 | 2031-32 | 2032-33 | 2033-34 | 2034-35 | 2035-36 | 2036-37 | 2037-38 | 2038-39 | 2039-40 | 2040-41 | 2041-42 | 2042-43 | 2043-44 | 2044-45 | 2045-46
TAS1 | Distributed PV | 204.1971 | 233.0968 | 254.7382 | 280.6768 | 321.3367 | 342.5718 | 360.4388 | 375.3706 | 388.2471 | 403.368 | 417.5666 | 437.6788 | 456.5522 | 480.2745 | 504.6651 | 530.2364 | 561.8753 | 584.3431 | 607.4587 | 631.3108 | 656.6334 | 682.0392 | 706.0609 | 731.792 | 754.891
TAS1 | Behind the meter battery | 14.8 | 17.3 | 21.1 | 25.9 | 31.8 | 39.1 | 48 | 55.2 | 61.4 | 69.6 | 81.7 | 90.6 | 98.2 | 103.8 | 108 | 110.8 | 113 | 115.1 | 117.1 | 119.8 | 122 | 123.9 | 125.6 | 125.2 | 124.7
TAS1 | Behind the meter battery pump | 14.8 | 17.3 | 21.1 | 25.9 | 31.8 | 39.1 | 48 | 55.2 | 61.4 | 69.6 | 81.7 | 90.6 | 98.2 | 103.8 | 108 | 110.8 | 113 | 115.1 | 117.1 | 119.8 | 122 | 123.9 | 125.6 | 125.2 | 124.7

## BaseCase_VOM Cost
VOM cost by technology ($000s) - Base Case, Fast Change Scenario
VOM | Real June 2019 dollars discounted to June 2021
Explicitly modelled generation
Region | Technology | 2021-22 | 2022-23 | 2023-24 | 2024-25 | 2025-26 | 2026-27 | 2027-28 | 2028-29 | 2029-30 | 2030-31 | 2031-32 | 2032-33 | 2033-34 | 2034-35 | 2035-36 | 2036-37 | 2037-38 | 2038-39 | 2039-40 | 2040-41 | 2041-42 | 2042-43 | 2043-44 | 2044-45 | 2045-46
NEM | Black Coal | 389066.5557 | 317140.9305 | 306600.2137 | 299696.2222 | 266674.4322 | 233592.8223 | 217723.4943 | 209403.8025 | 173922.6733 | 161755.6185 | 135601.4069 | 134183.907 | 133711.9035 | 115448.1441 | 76927.4254 | 61685.2749 | 50050.3256 | 48402.2842 | 44407.8831 | 38360.2172 | 37544.1874 | 22401.5456 | 17324.7801 | 12878.7217 | 9934.96
NEM | Brown Coal | 120396.793 | 97772.685 | 102297.1595 | 74836.2108 | 65397.6669 | 59051.8276 | 50938.9717 | 48692.0965 | 43053.262 | 43940.66 | 43078.221 | 41049.682 | 39511.0715 | 36223.398 | 32963.1873 | 31402.7613 | 28195.5658 | 26014.5426 | 23686.8775 | 21422.6755 | 21307.2045 | 20627.2569 | 17193.3523 | 15359.2944 | 15008.1562
NEM | CCGT | 17582.5496 | 15662.6308 | 11632.2882 | 10988.2994 | 10375.7723 | 9774.4855 | 9578.5507 | 8986.5086 | 9298.2127 | 8424.8095 | 7331.9363 | 8440.1362 | 8666.7538 | 8586.1086 | 12443.0693 | 8877.2198 | 10071.4207 | 10477.8885 | 9084.1918 | 9266.028 | 8701.1508 | 10794.4853 | 7042.1434 | 5658.2903 | 2757.451
NEM | Gas - Steam | 1593.1951 | 1478.7769 | 1466.3326 | 175.9124 | 175.6672 | 222.2286 | 230.6859 | 330.97 | 343.1249 | 258.474 | 125.9357 | 123.6203 | 109.5438 | 133.158 | 87.0183 | 67.6061 | 138.8416 | 106.1317 | 0 | 0 | 0 | 0 | 0 | 0 | 0
NEM | OCGT / Diesel | 526.2341 | 466.5168 | 979.8955 | 218.6463 | 535.8627 | 866.1127 | 784.8533 | 1145.9768 | 1413.3745 | 916.0663 | 219.0832 | 486.1683 | 319.9584 | 495.4779 | 1846.8269 | 1853.6895 | 4694.1457 | 3221.3779 | 5175.267 | 5687.0965 | 5746.6075 | 10277.3982 | 13346.2117 | 10599.8985 | 9245.3299
NEM | Hydro | 88704.6338 | 108352.1498 | 83055.4385 | 86926.7659 | 92938.8212 | 82289.4704 | 78532.5833 | 85638.2843 | 71228.2752 | 55878.4093 | 66431.3074 | 51427.3732 | 52302.8706 | 55239.7754 | 49100.8963 | 45874.1281 | 49459.6021 | 40709.1178 | 32327.4972 | 38803.13 | 29460.689 | 29979.3338 | 31946.4518 | 27968.6983 | 26415.5158
NEM | Wind | 72289.9644 | 84103.7994 | 76443.9765 | 78422.5641 | 81305.9326 | 82156.1075 | 81132.9695 | 83594.43 | 82472.6806 | 81909.9797 | 85027.4297 | 83946.9692 | 78397.6237 | 86203.0423 | 97485.5359 | 102873.8916 | 109834.2523 | 100412.2281 | 96286.2037 | 88871.0164 | 83957.9175 | 79030.4118 | 80190.7422 | 76684.4633 | 75424.3132
NEM | Solar PV | 13.2011 | 18.9384 | 18.176 | 17.0071 | 17.4014 | 18.8427 | 18.6625 | 15.6137 | 22.5274 | 22.6193 | 22.0251 | 20.9671 | 19.4932 | 17.8181 | 18.9882 | 18.1139 | 16.7985 | 17.5061 | 17.4023 | 17.1949 | 17.0584 | 18.8021 | 17.5457 | 17.4386 | 16.5366
NEM | LS Battery | 0.18487 | 0.19157 | 0.242 | 0.21305 | 0.21685 | 0.2089 | 0.19961 | 0.85382 | 0.83189 | 3.2676 | 3.2123 | 4.2436 | 4.0547 | 3.9456 | 4.1735 | 3.91 | 3.7733 | 3.5666 | 3.4636 | 3.1901 | 3.335 | 3.3809 | 3.0892 | 3.0497 | 2.8894
NEM | Pumped Hydro | 482.7054 | 987.7933 | 1832.5843 | 1864.4211 | 6672.0199 | 11037.4004 | 11476.5023 | 8774.089 | 12457.8246 | 10976.5934 | 8671.1857 | 11369.7288 | 8748.8625 | 7478.8506 | 10477.7022 | 8642.8483 | 9980.5426 | 8882.6166 | 9414.7778 | 9327.266 | 8663.7071 | 8412.2599 | 8628.2318 | 8637.6907 | 7579.0156
NEM | VPP | 0 | 0 | 0 | 0 | 0 | 0 | 0 | 0 | 0 | 0 | 0 | 0 | 0 | 0 | 0 | 0 | 0 | 0 | 0 | 0 | 0 | 0 | 0 | 0 | 0
Total excluding storage |  | 690173.1267 | 624996.4277 | 582493.4804 | 551281.6282 | 517421.5564 | 467971.8974 | 438940.7711 | 437807.6823 | 381754.1307 | 353106.6366 | 337837.3452 | 319678.8233 | 313039.2183 | 302346.9224 | 270872.9475 | 252652.685 | 252460.9523 | 229361.0769 | 210985.3225 | 202427.3586 | 186734.815 | 173129.2337 | 167061.2272 | 149166.8052 | 138802.2627
Region | Technology | 2021-22 | 2022-23 | 2023-24 | 2024-25 | 2025-26 | 2026-27 | 2027-28 | 2028-29 | 2029-30 | 2030-31 | 2031-32 | 2032-33 | 2033-34 | 2034-35 | 2035-36 | 2036-37 | 2037-38 | 2038-39 | 2039-40 | 2040-41 | 2041-42 | 2042-43 | 2043-44 | 2044-45 | 2045-46
NSW1 | Black Coal | 197048.473 | 156865.9005 | 144873.392 | 145212.651 | 134537.4795 | 114735.6665 | 110681.8626 | 106524.082 | 77456.0721 | 73315.5264 | 54943.6322 | 53782.3635 | 56506.105 | 48533.1085 | 15277.202 | 13506.2725 | 14000.058 | 13930.8045 | 12663.6665 | 9739.8507 | 10997.913 | 0 | 0 | 0 | 0
NSW1 | Brown Coal | 0 | 0 | 0 | 0 | 0 | 0 | 0 | 0 | 0 | 0 | 0 | 0 | 0 | 0 | 0 | 0 | 0 | 0 | 0 | 0 | 0 | 0 | 0 | 0 | 0
NSW1 | CCGT | 159.6322 | 225.9746 | 214.186 | 387.0066 | 370.3451 | 342.1624 | 325.0319 | 304.1166 | 289.3991 | 279.9038 | 258.4328 | 608.4056 | 785.9242 | 1015.0581 | 2299.5751 | 1698.2453 | 3035.4711 | 3207.5805 | 3110.2103 | 3137.3078 | 2870.6125 | 3940.6765 | 660.2945 | 0.0085148 | 0.0079116
NSW1 | Gas - Steam | 0 | 0 | 0 | 0 | 0 | 0 | 0 | 0 | 0 | 0 | 0 | 0 | 0 | 0 | 0 | 0 | 0 | 0 | 0 | 0 | 0 | 0 | 0 | 0 | 0
NSW1 | OCGT / Diesel | 0.0074762 | 0.0066605 | 35.2682 | 0.79476 | 23.8191 | 19.47 | 17.8593 | 20.6375 | 12.3115 | 21.0529 | 3.9639 | 44.1024 | 92.4242 | 21.2554 | 579.6914 | 784.488 | 1479.9315 | 1097.6217 | 1795.4951 | 1707.9765 | 1606.1498 | 4660.6945 | 6641.1325 | 5541.0515 | 5167.2873
NSW1 | Hydro | 13688.3158 | 13997.159 | 12313.7945 | 15533.5133 | 16039.3887 | 15326.7031 | 14850.3553 | 17269.0022 | 14517.1818 | 11534.8109 | 10267.9949 | 9893.7325 | 10289.2969 | 9981.5449 | 9480.222 | 8635.2307 | 10406.9371 | 8426.35 | 7156.8746 | 6852.5319 | 5904.5093 | 6622.7194 | 6512.454 | 5981.2889 | 5631.0973
NSW1 | Wind | 15931.2888 | 18945.6339 | 22140.9617 | 26041.9667 | 26932.4977 | 27938.5242 | 28515.4335 | 30602.8389 | 30866.7517 | 31862.1822 | 30746.8314 | 29413.2662 | 27022.079 | 27334.4542 | 35185.9302 | 32629.5102 | 31406.1118 | 26395.5744 | 26486.509 | 24026.3649 | 25723.0421 | 22569.1881 | 22410.1697 | 21667.3936 | 20519.9843
NSW1 | Solar PV | 4.5018 | 8.4637 | 8.1897 | 7.9674 | 9.1134 | 10.6302 | 10.9057 | 9.2315 | 15.9985 | 16.2372 | 15.7912 | 14.6491 | 13.4681 | 12.2781 | 12.5468 | 11.8648 | 11.5568 | 11.2413 | 11.2933 | 11.1605 | 10.3052 | 10.9684 | 10.0186 | 10.2025 | 9.6562
NSW1 | LS Battery | 1.2879e-05 | 1.308e-05 | 1.3369e-05 | 1.253e-05 | 1.4466e-05 | 1.9653e-05 | 2.1771e-05 | 2.2746e-05 | 2.193e-05 | 1.9964 | 1.8841 | 2.9014 | 2.7313 | 2.469 | 2.7113 | 2.5433 | 2.2905 | 2.1559 | 2.1194 | 1.9481 | 2.1454 | 2.2899 | 2.0797 | 2.0759 | 1.9638
NSW1 | Pumped Hydro | 44.8354 | 351.5368 | 511.7447 | 606.3166 | 5077.843 | 8781.8984 | 8938.4813 | 6970.762 | 10289.9191 | 8966.5999 | 7125.0923 | 9502.0983 | 7179.1339 | 6175.3964 | 8690.0583 | 7176.9088 | 8661.3076 | 7605.8833 | 8122.8976 | 8072.812 | 7521.4856 | 7252.0942 | 7703.0229 | 7643.2832 | 6703.7979
NSW1 | VPP | 0 | 0 | 0 | 0 | 0 | 0 | 0 | 0 | 0 | 0 | 0 | 0 | 0 | 0 | 0 | 0 | 0 | 0 | 0 | 0 | 0 | 0 | 0 | 0 | 0
Total excluding storage |  | 226832.2191 | 190043.1383 | 179585.7921 | 187183.8999 | 177912.6434 | 158373.1564 | 154401.4483 | 154729.9087 | 123157.7148 | 117029.7133 | 96236.6465 | 93756.5193 | 94709.2974 | 86897.6991 | 62835.1675 | 57265.6115 | 60340.0664 | 53069.1724 | 51224.0488 | 45475.1923 | 47112.5319 | 37804.247 | 36234.0694 | 33199.945 | 31328.033
Region | Technology | 2021-22 | 2022-23 | 2023-24 | 2024-25 | 2025-26 | 2026-27 | 2027-28 | 2028-29 | 2029-30 | 2030-31 | 2031-32 | 2032-33 | 2033-34 | 2034-35 | 2035-36 | 2036-37 | 2037-38 | 2038-39 | 2039-40 | 2040-41 | 2041-42 | 2042-43 | 2043-44 | 2044-45 | 2045-46
QLD1 | Black Coal | 192018.0827 | 160275.03 | 161726.8217 | 154483.5712 | 132136.9527 | 118857.1558 | 107041.6317 | 102879.7205 | 96466.6012 | 88440.0922 | 80657.7747 | 80401.5435 | 77205.7985 | 66915.0356 | 61650.2234 | 48179.0024 | 36050.2676 | 34471.4797 | 31744.2166 | 28620.3665 | 26546.2744 | 22401.5456 | 17324.7801 | 12878.7217 | 9934.96
QLD1 | Brown Coal | 0 | 0 | 0 | 0 | 0 | 0 | 0 | 0 | 0 | 0 | 0 | 0 | 0 | 0 | 0 | 0 | 0 | 0 | 0 | 0 | 0 | 0 | 0 | 0 | 0
QLD1 | CCGT | 8423.6939 | 7871.5237 | 7431.6624 | 7818.8991 | 7389.3931 | 6966.3439 | 6926.1677 | 6471.9957 | 6004.8594 | 5659.8216 | 5224.5244 | 5990.2223 | 6066.7975 | 4848.7162 | 7749.0812 | 5792.0876 | 7035.9333 | 7270.2922 | 5973.9641 | 6128.7046 | 5830.5223 | 6853.7927 | 6381.8323 | 5658.2662 | 2757.4283
QLD1 | Gas - Steam | 0 | 0 | 0 | 0 | 0 | 0 | 0 | 0 | 0 | 0 | 0 | 0 | 0 | 0 | 0 | 0 | 0 | 0 | 0 | 0 | 0 | 0 | 0 | 0 | 0
QLD1 | OCGT / Diesel | 4.1701 | 0.008674 | 24.0881 | 54.6603 | 125.2074 | 93.343 | 62.3306 | 137.7498 | 58.715 | 40.5972 | 43.4328 | 110.9604 | 77.8925 | 26.5516 | 273.3445 | 466.2527 | 1306.6453 | 616.1339 | 1080.2219 | 1338.2359 | 1162.5257 | 3183.0186 | 2752.8819 | 3191.0787 | 3012.7332
QLD1 | Hydro | 4896.4414 | 4612.3687 | 4362.9323 | 4096.5955 | 3860.0213 | 3641.3618 | 3446.4707 | 3219.9469 | 3046.8451 | 2872.0999 | 2714.9984 | 2548.9733 | 2399.9485 | 2259.6704 | 2135.6629 | 1999.4461 | 700.1864 | 671.3972 | 627.2986 | 595.3642 | 563.4359 | 0 | 0 | 0 | 0
QLD1 | Wind | 5574.1362 | 8912.8963 | 8304.2592 | 7179.5019 | 10933.6919 | 11619.2998 | 11994.8997 | 17741.8918 | 16179.5584 | 15661.6117 | 17845.4088 | 18563.7415 | 15606.1221 | 24059.8857 | 26069.9377 | 35225.6661 | 44476.4067 | 41536.751 | 39374.368 | 34086.6358 | 31260.141 | 27980.7989 | 30846.9999 | 28538.4778 | 31123.502
QLD1 | Solar PV | 5.0716 | 6.91 | 6.5636 | 5.9255 | 5.4766 | 5.4981 | 5.156 | 4.0944 | 4.2683 | 4.1989 | 4.1203 | 4.2575 | 4.168 | 3.8546 | 4.5531 | 4.1527 | 3.3231 | 3.4632 | 3.4082 | 3.341 | 3.5829 | 4.9028 | 4.4424 | 4.3536 | 4.1026
QLD1 | LS Battery | 0.00079215 | 0.0147 | 0.017876 | 0.018487 | 0.021179 | 0.020541 | 0.020628 | 0.69108 | 0.67792 | 0.63918 | 0.75912 | 0.73231 | 0.76745 | 0.96696 | 0.95109 | 0.88032 | 0.79455 | 0.76899 | 0.73456 | 0.69584 | 0.6606 | 0.62266 | 0.57889 | 0.55134 | 0.51761
QLD1 | Pumped Hydro | 437.87 | 636.2565 | 1320.8396 | 1258.1045 | 1594.1769 | 2255.502 | 2538.021 | 1803.327 | 2167.9055 | 2009.9935 | 1546.0934 | 1867.6305 | 1569.7286 | 1303.4542 | 1787.6438 | 1465.9395 | 1319.2349 | 1276.7332 | 1291.651 | 1254.2424 | 1142.0075 | 1159.6064 | 924.7166 | 993.2841 | 873.9986
QLD1 | VPP | 0 | 0 | 0 | 0 | 0 | 0 | 0 | 0 | 0 | 0 | 0 | 0 | 0 | 0 | 0 | 0 | 0 | 0 | 0 | 0 | 0 | 0 | 0 | 0 | 0
Total excluding storage |  | 210921.5959 | 181678.7374 | 181856.3273 | 173639.1536 | 154450.743 | 141183.0025 | 129476.6565 | 130455.399 | 121760.8473 | 112678.4215 | 106490.2594 | 107619.6987 | 101360.7272 | 98113.714 | 97882.8028 | 91666.6077 | 89572.7625 | 84569.5172 | 78803.4774 | 70772.648 | 65366.4821 | 60424.0586 | 57310.9367 | 50270.898 | 46832.7261
Region | Technology | 2021-22 | 2022-23 | 2023-24 | 2024-25 | 2025-26 | 2026-27 | 2027-28 | 2028-29 | 2029-30 | 2030-31 | 2031-32 | 2032-33 | 2033-34 | 2034-35 | 2035-36 | 2036-37 | 2037-38 | 2038-39 | 2039-40 | 2040-41 | 2041-42 | 2042-43 | 2043-44 | 2044-45 | 2045-46
VIC1 | Black Coal | 0 | 0 | 0 | 0 | 0 | 0 | 0 | 0 | 0 | 0 | 0 | 0 | 0 | 0 | 0 | 0 | 0 | 0 | 0 | 0 | 0 | 0 | 0 | 0 | 0
VIC1 | Brown Coal | 120396.793 | 97772.685 | 102297.1595 | 74836.2108 | 65397.6669 | 59051.8276 | 50938.9717 | 48692.0965 | 43053.262 | 43940.66 | 43078.221 | 41049.682 | 39511.0715 | 36223.398 | 32963.1873 | 31402.7613 | 28195.5658 | 26014.5426 | 23686.8775 | 21422.6755 | 21307.2045 | 20627.2569 | 17193.3523 | 15359.2944 | 15008.1562
VIC1 | CCGT | 0 | 0.0043001 | 0.0042191 | 0.004993 | 0.0047081 | 0.0047526 | 0.0045601 | 0.0043973 | 0.0048493 | 0.0050525 | 0.0045965 | 0.0047002 | 0.0052315 | 0.0049874 | 0.0048884 | 0.0045435 | 0.0055736 | 0.0053881 | 0.0068114 | 0.006179 | 0.0060817 | 0.0064058 | 0.0066674 | 0.0061064 | 0.0057648
VIC1 | Gas - Steam | 32.0978 | 28.1565 | 34.0457 | 20.5158 | 30.4235 | 85.2267 | 100.5389 | 171.9435 | 207.9678 | 148.945 | 22.6286 | 26.8066 | 17.2117 | 46.5147 | 87.0183 | 67.6061 | 138.8416 | 106.1317 | 0 | 0 | 0 | 0 | 0 | 0 | 0
VIC1 | OCGT / Diesel | 73.2347 | 191.8733 | 112.3282 | 94.6586 | 78.3721 | 306.9078 | 260.2582 | 369.3303 | 577.4266 | 338.5247 | 94.1431 | 93.3157 | 40.552 | 63.2216 | 379.9266 | 192.408 | 606.2922 | 232.8945 | 645.1649 | 913.7403 | 985.1192 | 634.4877 | 1679.6791 | 829.5198 | 457.2662
VIC1 | Hydro | 20275.808 | 18717.4251 | 16425.2323 | 19201.0113 | 18660.7175 | 16652.9094 | 15847.8006 | 18899.9965 | 14749.7784 | 12037.0634 | 11241.9176 | 9653.133 | 11259.7489 | 10938.0939 | 9808.602 | 9223.1851 | 11066.5477 | 8670.8724 | 7033.9235 | 6597.9685 | 5657.2157 | 6594.5592 | 6385.6103 | 5714.8757 | 5400.717
VIC1 | Wind | 29781.4892 | 34007.7627 | 27311.8049 | 26879.1773 | 26304.0947 | 25376.3239 | 24196.5912 | 20721.4603 | 20248.2038 | 18928.1664 | 20638.9637 | 16912.1047 | 18074.7814 | 17740.0905 | 18711.8515 | 17876.9613 | 17476.7895 | 15863.1318 | 15673.9874 | 15543.4112 | 14131.9524 | 16288.1307 | 15786.4672 | 15389.4653 | 13303.6625
VIC1 | Solar PV | 2.6317 | 2.4732 | 2.3897 | 2.1778 | 1.9505 | 1.9031 | 1.8171 | 1.5904 | 1.5656 | 1.5163 | 1.4649 | 1.4408 | 1.2998 | 1.1687 | 1.3906 | 1.3569 | 1.2666 | 2.1677 | 2.0932 | 2.0124 | 2.3245 | 2.1647 | 2.2451 | 2.1488 | 2.0574
VIC1 | LS Battery | 0.11097 | 0.1175 | 0.15334 | 0.13779 | 0.1401 | 0.1342 | 0.12737 | 0.11581 | 0.11002 | 0.30651 | 0.27142 | 0.254 | 0.22398 | 0.20693 | 0.20445 | 0.19256 | 0.17611 | 0.16436 | 0.15663 | 0.14178 | 0.12025 | 0.095417 | 0.086472 | 0.087155 | 0.083526
VIC1 | Pumped Hydro | 0 | 0 | 0 | 3.6623e-06 | 3.599e-06 | 5.5758e-06 | 5.3187e-06 | 5.0619e-06 | 6.0362e-06 | 7.4316e-06 | 6.7232e-06 | 6.2192e-06 | 5.8647e-06 | 5.6166e-06 | 5.5143e-06 | 5.3188e-06 | 6.5861e-06 | 6.4279e-06 | 0.22922 | 0.21159 | 0.21402 | 0.5593 | 0.49228 | 1.1235 | 1.2192
VIC1 | VPP | 0 | 0 | 0 | 0 | 0 | 0 | 0 | 0 | 0 | 0 | 0 | 0 | 0 | 0 | 0 | 0 | 0 | 0 | 0 | 0 | 0 | 0 | 0 | 0 | 0
Total excluding storage |  | 170562.0544 | 150720.3802 | 146182.9645 | 121033.7566 | 110473.2299 | 101475.1033 | 91345.9823 | 88856.4218 | 78838.2091 | 75394.8809 | 75077.3434 | 67736.4874 | 68904.6705 | 65012.4924 | 61951.9812 | 58764.2831 | 57485.3091 | 50889.7461 | 47042.0533 | 44479.8142 | 42083.8224 | 44146.6055 | 41047.3606 | 37295.3101 | 34171.8652
Region | Technology | 2021-22 | 2022-23 | 2023-24 | 2024-25 | 2025-26 | 2026-27 | 2027-28 | 2028-29 | 2029-30 | 2030-31 | 2031-32 | 2032-33 | 2033-34 | 2034-35 | 2035-36 | 2036-37 | 2037-38 | 2038-39 | 2039-40 | 2040-41 | 2041-42 | 2042-43 | 2043-44 | 2044-45 | 2045-46
SA1 | Black Coal | 0 | 0 | 0 | 0 | 0 | 0 | 0 | 0 | 0 | 0 | 0 | 0 | 0 | 0 | 0 | 0 | 0 | 0 | 0 | 0 | 0 | 0 | 0 | 0 | 0
SA1 | Brown Coal | 0 | 0 | 0 | 0 | 0 | 0 | 0 | 0 | 0 | 0 | 0 | 0 | 0 | 0 | 0 | 0 | 0 | 0 | 0 | 0 | 0 | 0 | 0 | 0 | 0
SA1 | CCGT | 8999.2235 | 7565.1244 | 3986.4308 | 2782.3836 | 2616.0247 | 2465.9699 | 2327.3422 | 2210.3878 | 3003.9453 | 2485.0748 | 1848.9706 | 1841.499 | 1814.0225 | 2722.3251 | 2394.4039 | 1386.8783 | 0.0063287 | 0.0060365 | 0.0058949 | 0.0053882 | 0.0052967 | 0.0053462 | 0.0059162 | 0.0054283 | 0.0051046
SA1 | Gas - Steam | 1561.0973 | 1450.6204 | 1432.2869 | 155.3967 | 145.2437 | 137.002 | 130.1469 | 159.0265 | 135.1572 | 109.529 | 103.3071 | 96.8137 | 92.3321 | 86.6432 | 0 | 0 | 0 | 0 | 0 | 0 | 0 | 0 | 0 | 0 | 0
SA1 | OCGT / Diesel | 448.8168 | 274.6241 | 804.1009 | 68.5276 | 307.1831 | 443.6087 | 443.9079 | 618.2553 | 760.1693 | 515.8875 | 77.1778 | 234.4495 | 109.0857 | 380.744 | 604.5254 | 410.5371 | 1285.4149 | 1273.5714 | 1648.3765 | 1724.8698 | 1987.4666 | 1797.5458 | 2269.2929 | 1024.4735 | 600.1945
SA1 | Hydro | 0 | 0 | 0 | 0 | 0 | 0 | 0 | 0 | 0 | 0 | 0 | 0 | 0 | 0 | 0 | 0 | 0 | 0 | 0 | 0 | 0 | 0 | 0 | 0 | 0
SA1 | Wind | 16268.5547 | 17149.4185 | 14221.6254 | 14203.6914 | 12853.8392 | 13063.4996 | 12401.0224 | 10984.8097 | 10025.8503 | 9542.7008 | 9927.5516 | 10349.9319 | 9338.4263 | 8581.0715 | 9538.1763 | 9350.3368 | 9911.1925 | 10705.2357 | 9145.0309 | 9360.1904 | 7478.3747 | 7074.398 | 6125.1486 | 6547.951 | 5912.2611
SA1 | Solar PV | 0.996 | 1.0916 | 1.0331 | 0.9363 | 0.86086 | 0.81124 | 0.78368 | 0.69738 | 0.69499 | 0.66682 | 0.64869 | 0.61965 | 0.5573 | 0.51673 | 0.49763 | 0.73945 | 0.65198 | 0.63392 | 0.60762 | 0.68095 | 0.8458 | 0.76621 | 0.83969 | 0.73364 | 0.72039
SA1 | LS Battery | 0.073086 | 0.059357 | 0.070767 | 0.056758 | 0.055553 | 0.054137 | 0.051587 | 0.046899 | 0.043922 | 0.32549 | 0.29759 | 0.35589 | 0.33193 | 0.30269 | 0.30667 | 0.29384 | 0.5122 | 0.47729 | 0.45297 | 0.40431 | 0.40879 | 0.37295 | 0.34411 | 0.33531 | 0.3244
SA1 | Pumped Hydro | 0 | 0 | 0 | 2.1035e-06 | 2.2015e-06 | 2.3925e-06 | 2.4668e-06 | 2.5283e-06 | 2.8136e-06 | 2.6481e-06 | 2.4863e-06 | 2.5824e-06 | 2.4685e-06 | 2.3957e-06 | 3.0028e-06 | 3.2116e-06 | 7.647e-06 | 7.2886e-06 | 6.9372e-06 | 6.588e-06 | 6.5004e-06 | 6.1203e-06 | 5.8294e-06 | 6.4055e-06 | 6.7606e-06
SA1 | VPP | 0 | 0 | 0 | 0 | 0 | 0 | 0 | 0 | 0 | 0 | 0 | 0 | 0 | 0 | 0 | 0 | 0 | 0 | 0 | 0 | 0 | 0 | 0 | 0 | 0
Total excluding storage |  | 27278.6882 | 26440.879 | 20445.4771 | 17210.9356 | 15923.1517 | 16110.8915 | 15303.2031 | 13973.1767 | 13925.817 | 12653.859 | 11957.6558 | 12523.3137 | 11354.4239 | 11771.3006 | 12537.6033 | 11148.4917 | 11197.2657 | 11979.4471 | 10794.021 | 11085.7465 | 9466.6924 | 8872.7153 | 8395.2871 | 7573.1636 | 6513.181
Region | Technology | 2021-22 | 2022-23 | 2023-24 | 2024-25 | 2025-26 | 2026-27 | 2027-28 | 2028-29 | 2029-30 | 2030-31 | 2031-32 | 2032-33 | 2033-34 | 2034-35 | 2035-36 | 2036-37 | 2037-38 | 2038-39 | 2039-40 | 2040-41 | 2041-42 | 2042-43 | 2043-44 | 2044-45 | 2045-46
TAS1 | Black Coal | 0 | 0 | 0 | 0 | 0 | 0 | 0 | 0 | 0 | 0 | 0 | 0 | 0 | 0 | 0 | 0 | 0 | 0 | 0 | 0 | 0 | 0 | 0 | 0 | 0
TAS1 | Brown Coal | 0 | 0 | 0 | 0 | 0 | 0 | 0 | 0 | 0 | 0 | 0 | 0 | 0 | 0 | 0 | 0 | 0 | 0 | 0 | 0 | 0 | 0 | 0 | 0 | 0
TAS1 | CCGT | 0 | 0.0038335 | 0.0047065 | 0.0050659 | 0.0046161 | 0.0044444 | 0.0043883 | 0.0041407 | 0.0041298 | 0.0041642 | 0.0038394 | 0.0045768 | 0.0043713 | 0.0041027 | 0.0042575 | 0.0039774 | 0.0043236 | 0.0043926 | 0.0047344 | 0.0041179 | 0.0045774 | 0.0043427 | 0.0039932 | 0.0041115 | 0.0039195
TAS1 | Gas - Steam | 0 | 0 | 0 | 0 | 0 | 0 | 0 | 0 | 0 | 0 | 0 | 0 | 0 | 0 | 0 | 0 | 0 | 0 | 0 | 0 | 0 | 0 | 0 | 0 | 0
TAS1 | OCGT / Diesel | 0.0050227 | 0.0039966 | 4.1101 | 0.0050072 | 1.2809 | 2.7831 | 0.49723 | 0.0039285 | 4.7521 | 0.0039207 | 0.36552 | 3.3403 | 0.0039608 | 3.7054 | 9.339 | 0.0037363 | 15.8617 | 1.1565 | 6.0085 | 2.2741 | 5.3462 | 1.6516 | 3.2252 | 13.775 | 7.8487
TAS1 | Hydro | 49844.0686 | 71025.197 | 49953.4793 | 48095.6458 | 54378.6938 | 46668.4961 | 44387.9566 | 46249.3388 | 38914.4699 | 29434.4352 | 42206.3965 | 29331.5344 | 28353.8762 | 32060.4663 | 27676.4094 | 26016.2661 | 27285.9308 | 22940.4981 | 17509.4006 | 24757.2654 | 17335.5281 | 16762.0552 | 19048.3875 | 16272.5337 | 15383.7015
TAS1 | Wind | 4734.4955 | 5088.088 | 4465.3253 | 4118.2267 | 4281.8091 | 4158.46 | 4025.0227 | 3543.4293 | 5152.3163 | 5915.3186 | 5868.6742 | 8707.925 | 8356.2148 | 8487.5405 | 7979.6402 | 7791.4173 | 6563.7517 | 5911.5352 | 5606.3082 | 5854.414 | 5364.4074 | 5117.8961 | 5021.9567 | 4541.1757 | 4564.9033
TAS1 | Solar PV | 1.1866e-07 | 1.6208e-07 | 1.7971e-07 | 1.7509e-07 | 2.544e-07 | 4.8764e-07 | 5.0539e-07 | 4.8045e-07 | 5.6765e-07 | 6.3234e-07 | 5.4228e-07 | 5.8668e-07 | 5.9358e-07 | 5.0807e-07 | 6.2753e-07 | 5.6153e-07 | 5.4576e-07 | 6.6012e-07 | 6.1876e-07 | 5.5939e-07 | 6.1339e-07 | 6.0604e-07 | 5.0638e-07 | 5.9344e-07 | 5.6021e-07
TAS1 | LS Battery | 2.3178e-06 | 2.538e-06 | 2.2141e-06 | 2.0243e-06 | 2.0249e-06 | 2.6425e-06 | 3.0778e-06 | 3.3375e-06 | 3.1729e-06 | 5.6265e-06 | 8.7106e-06 | 7.7503e-06 | 7.2142e-06 | 7.0895e-06 | 6.8365e-06 | 6.7076e-06 | 6.6115e-06 | 6.0899e-06 | 5.8273e-06 | 6.3239e-06 | 6.2481e-06 | 5.9055e-06 | 6.8588e-06 | 6.6467e-06 | 6.0979e-06
TAS1 | Pumped Hydro | 0 | 0 | 0 | 2.6691e-06 | 2.9411e-06 | 2.8695e-06 | 2.8219e-06 | 2.915e-06 | 2.9948e-06 | 3.0894e-06 | 4.1901e-06 | 5.2639e-06 | 4.8591e-06 | 4.6537e-06 | 4.9855e-06 | 4.8915e-06 | 7.0007e-06 | 6.6558e-06 | 9.9518e-06 | 9.3098e-06 | 1.8071e-05 | 1.6076e-05 | 1.4833e-05 | 1.463e-05 | 1.3242e-05
TAS1 | VPP | 0 | 0 | 0 | 0 | 0 | 0 | 0 | 0 | 0 | 0 | 0 | 0 | 0 | 0 | 0 | 0 | 0 | 0 | 0 | 0 | 0 | 0 | 0 | 0 | 0
Total excluding storage |  | 54578.5692 | 76113.2928 | 54422.9195 | 52213.8826 | 58661.7884 | 50829.7437 | 48413.4809 | 49792.7762 | 44071.5425 | 35349.7619 | 48075.44 | 38042.8043 | 36710.0994 | 40551.7162 | 35665.3928 | 33807.6911 | 33865.5486 | 28853.1941 | 23121.722 | 30613.9576 | 22705.2862 | 21881.6072 | 24073.5735 | 20827.4885 | 19956.4574
Explicitly modelled pumping
Region | Technology | 2021-22 | 2022-23 | 2023-24 | 2024-25 | 2025-26 | 2026-27 | 2027-28 | 2028-29 | 2029-30 | 2030-31 | 2031-32 | 2032-33 | 2033-34 | 2034-35 | 2035-36 | 2036-37 | 2037-38 | 2038-39 | 2039-40 | 2040-41 | 2041-42 | 2042-43 | 2043-44 | 2044-45 | 2045-46
NEM | LS Battery pump | 0.22752 | 0.23724 | 0.29803 | 0.26289 | 0.26772 | 0.25785 | 0.24695 | 0.221 | 0.21165 | 0.18844 | 0.16502 | 0.1564 | 0.12899 | 0.10848 | 0.10964 | 0.10225 | 0.091778 | 0.086961 | 0.08252 | 0.07563 | 0.048506 | 0.028486 | 0.025155 | 0.025534 | 0.022404
NEM | Pumped Hydro pump | 778.7233 | 3399.0161 | 5212.0778 | 5712.9113 | 13175.7446 | 20864.3845 | 21780.4634 | 17015.3911 | 21086.673 | 19334.2463 | 16875.1991 | 18984.6592 | 15513.5566 | 13623.5069 | 17148.0019 | 15681.2044 | 16179.1359 | 14952.336 | 15710.6678 | 16248.9811 | 14339.0858 | 14630.0327 | 13466.6042 | 14428.4347 | 12472.818
NEM | VPP pump | 0 | 0 | 0 | 0 | 0 | 0 | 0 | 0 | 0 | 0 | 0 | 0 | 0 | 0 | 0 | 0 | 0 | 0 | 0 | 0 | 0 | 0 | 0 | 0 | 0
Region | Technology | 2021-22 | 2022-23 | 2023-24 | 2024-25 | 2025-26 | 2026-27 | 2027-28 | 2028-29 | 2029-30 | 2030-31 | 2031-32 | 2032-33 | 2033-34 | 2034-35 | 2035-36 | 2036-37 | 2037-38 | 2038-39 | 2039-40 | 2040-41 | 2041-42 | 2042-43 | 2043-44 | 2044-45 | 2045-46
NSW1 | LS Battery pump | 0 | 0 | 0 | 0 | 0 | 0 | 0 | 0 | 0 | 0 | 0 | 0 | 0 | 0 | 0 | 0 | 0 | 0 | 0 | 0 | 0 | 0 | 0 | 0 | 0
NSW1 | Pumped Hydro pump | 162.6369 | 2469.3045 | 3344.8548 | 3912.6223 | 10900.4968 | 17641.8767 | 18153.5626 | 14439.6179 | 17989.3332 | 16462.4411 | 14658.7823 | 16323.795 | 13270.7921 | 11750.9357 | 14604.1981 | 13586.7554 | 14287.3118 | 13138.4142 | 13866.8068 | 14451.2429 | 12710.1407 | 12977.9748 | 12154.7984 | 13013.1818 | 11227.6366
NSW1 | VPP pump | 0 | 0 | 0 | 0 | 0 | 0 | 0 | 0 | 0 | 0 | 0 | 0 | 0 | 0 | 0 | 0 | 0 | 0 | 0 | 0 | 0 | 0 | 0 | 0 | 0
Region | Technology | 2021-22 | 2022-23 | 2023-24 | 2024-25 | 2025-26 | 2026-27 | 2027-28 | 2028-29 | 2029-30 | 2030-31 | 2031-32 | 2032-33 | 2033-34 | 2034-35 | 2035-36 | 2036-37 | 2037-38 | 2038-39 | 2039-40 | 2040-41 | 2041-42 | 2042-43 | 2043-44 | 2044-45 | 2045-46
QLD1 | LS Battery pump | 0.0009699 | 0.018141 | 0.021981 | 0.022822 | 0.026164 | 0.025334 | 0.02546 | 0.020692 | 0.021251 | 0.019997 | 0.017779 | 0.018242 | 0.016263 | 0.013667 | 0.015207 | 0.013317 | 0.0111 | 0.011152 | 0.010915 | 0.01039 | 0.0097136 | 0.0091252 | 0.0078137 | 0.0082476 | 0.0072809
QLD1 | Pumped Hydro pump | 616.0864 | 929.7116 | 1867.223 | 1800.289 | 2275.2478 | 3222.5078 | 3626.9008 | 2575.7732 | 3097.3398 | 2871.8052 | 2216.4168 | 2660.8642 | 2242.7645 | 1872.5712 | 2543.8038 | 2094.449 | 1891.8241 | 1813.9218 | 1843.861 | 1797.7382 | 1628.9451 | 1652.0579 | 1311.8058 | 1415.2529 | 1245.1814
QLD1 | VPP pump | 0 | 0 | 0 | 0 | 0 | 0 | 0 | 0 | 0 | 0 | 0 | 0 | 0 | 0 | 0 | 0 | 0 | 0 | 0 | 0 | 0 | 0 | 0 | 0 | 0
Region | Technology | 2021-22 | 2022-23 | 2023-24 | 2024-25 | 2025-26 | 2026-27 | 2027-28 | 2028-29 | 2029-30 | 2030-31 | 2031-32 | 2032-33 | 2033-34 | 2034-35 | 2035-36 | 2036-37 | 2037-38 | 2038-39 | 2039-40 | 2040-41 | 2041-42 | 2042-43 | 2043-44 | 2044-45 | 2045-46
VIC1 | LS Battery pump | 0.13656 | 0.14561 | 0.18889 | 0.17 | 0.17297 | 0.16568 | 0.15765 | 0.14257 | 0.13605 | 0.12173 | 0.10628 | 0.09914 | 0.076516 | 0.070921 | 0.070233 | 0.065863 | 0.060346 | 0.056441 | 0.053417 | 0.048662 | 0.021154 | 0.0039961 | 0.0035409 | 0.0034465 | 0.0032895
VIC1 | Pumped Hydro pump | 0 | 0 | 0 | 0 | 0 | 0 | 0 | 0 | 0 | 0 | 0 | 0 | 0 | 0 | 0 | 0 | 0 | 0 | 0 | 0 | 0 | 0 | 0 | 0 | 0
VIC1 | VPP pump | 0 | 0 | 0 | 0 | 0 | 0 | 0 | 0 | 0 | 0 | 0 | 0 | 0 | 0 | 0 | 0 | 0 | 0 | 0 | 0 | 0 | 0 | 0 | 0 | 0
Region | Technology | 2021-22 | 2022-23 | 2023-24 | 2024-25 | 2025-26 | 2026-27 | 2027-28 | 2028-29 | 2029-30 | 2030-31 | 2031-32 | 2032-33 | 2033-34 | 2034-35 | 2035-36 | 2036-37 | 2037-38 | 2038-39 | 2039-40 | 2040-41 | 2041-42 | 2042-43 | 2043-44 | 2044-45 | 2045-46
SA1 | LS Battery pump | 0.089995 | 0.073494 | 0.087157 | 0.070073 | 0.068585 | 0.066835 | 0.063844 | 0.057738 | 0.054349 | 0.04671 | 0.040954 | 0.03902 | 0.036215 | 0.023894 | 0.024203 | 0.023065 | 0.020333 | 0.019367 | 0.018188 | 0.016578 | 0.017638 | 0.015365 | 0.013801 | 0.01384 | 0.011833
SA1 | Pumped Hydro pump | 0 | 0 | 0 | 0 | 0 | 0 | 0 | 0 | 0 | 0 | 0 | 0 | 0 | 0 | 0 | 0 | 0 | 0 | 0 | 0 | 0 | 0 | 0 | 0 | 0
SA1 | VPP pump | 0 | 0 | 0 | 0 | 0 | 0 | 0 | 0 | 0 | 0 | 0 | 0 | 0 | 0 | 0 | 0 | 0 | 0 | 0 | 0 | 0 | 0 | 0 | 0 | 0
Region | Technology | 2021-22 | 2022-23 | 2023-24 | 2024-25 | 2025-26 | 2026-27 | 2027-28 | 2028-29 | 2029-30 | 2030-31 | 2031-32 | 2032-33 | 2033-34 | 2034-35 | 2035-36 | 2036-37 | 2037-38 | 2038-39 | 2039-40 | 2040-41 | 2041-42 | 2042-43 | 2043-44 | 2044-45 | 2045-46
TAS1 | LS Battery pump | 0 | 0 | 0 | 0 | 0 | 0 | 0 | 0 | 0 | 0 | 0 | 0 | 0 | 0 | 0 | 0 | 0 | 0 | 0 | 0 | 0 | 0 | 0 | 0 | 0
TAS1 | Pumped Hydro pump | 0 | 0 | 0 | 0 | 0 | 0 | 0 | 0 | 0 | 0 | 0 | 0 | 0 | 0 | 0 | 0 | 0 | 0 | 0 | 0 | 0 | 0 | 0 | 0 | 0
TAS1 | VPP pump | 0 | 0 | 0 | 0 | 0 | 0 | 0 | 0 | 0 | 0 | 0 | 0 | 0 | 0 | 0 | 0 | 0 | 0 | 0 | 0 | 0 | 0 | 0 | 0 | 0

## BaseCase_FOM Cost
FOM cost by technology ($000s) - Base Case, Fast Change Scenario
FOM | Real June 2019 dollars discounted to June 2020. For new entrant capacity, the FOM is incurred annually in modelling. For existing capacity, FOM is considered to be a sunk cost, since the fixed retirement dates are assumed to be the same in the Base Case and the case with HumeLink. As such, early retirements are presented as an annual FOM saving, or negative cost, that continues until the assumed fixed date retirement.
Explicitly modelled generation
Region | Technology | 2021-22 | 2022-23 | 2023-24 | 2024-25 | 2025-26 | 2026-27 | 2027-28 | 2028-29 | 2029-30 | 2030-31 | 2031-32 | 2032-33 | 2033-34 | 2034-35 | 2035-36 | 2036-37 | 2037-38 | 2038-39 | 2039-40 | 2040-41 | 2041-42 | 2042-43 | 2043-44 | 2044-45 | 2045-46
NEM | Black Coal | 0 | 0 | 0 | -26614.0012 | 688760.4316 | 400382.0992 | -137681.2002 | 0 | -49155.3044 | -10226.0912 | -38989.4659 | -2.7972e-05 | 279441.8224 | -4.6326e-05 | 0 | 0 | 0 | -1.3671e-05 | 0 | 0 | 0 | 0 | -0.00018984 | -0.0019739 | -4.0089e-06
NEM | Brown Coal | 0 | 0 | 0 | -597165.9033 | -190204.1531 | -0.050688 | 158230.2085 | 360121.9322 | 0 | 0 | 0 | 0 | 0 | 0 | 0 | 0 | 169652.8398 | 220889.8403 | 0 | 0 | 0 | 0 | -1.4415e-05 | -2.729e-05 | -0.10097
NEM | CCGT | 0 | 0.073666 | 0.017151 | 0.008443 | 0.0013955 | 0.0030747 | 0.0011231 | 0.0032737 | 0.0038643 | 0.0023054 | 7.6728e-05 | 0.0069968 | 0.0041322 | 0.0027313 | 0.010377 | 0.00096565 | 0.025072 | 0.00056275 | 0.0032987 | 1.1515e-05 | 0.00073638 | 0.0022094 | 0.0011716 | 0.00031467 | 2.487e-05
NEM | Gas - Steam | 0 | 0 | 0 | 0 | 0 | 0 | 0 | 0 | 0 | 0 | 0 | 0 | 0 | 0 | 0 | 0 | 0 | 0 | 0 | 0 | 0 | 0 | 0 | 0 | 0
NEM | OCGT / Diesel | 0.050564 | 0.0052908 | 0.027182 | 0.0056874 | 0.0031753 | 0.0077676 | 0.00093116 | 0.0012938 | 0.0012569 | 0.0040781 | 0.00081737 | 0.0015271 | 0.00093424 | 0.0087261 | 0.075316 | 19933.2985 | 14429.2432 | 8.4058e-05 | 0.003136 | 9.707e-05 | 0.00040733 | 0.0003924 | 0.0012041 | 1459.2329 | 56.7043
NEM | Hydro | 0 | 0 | 0 | 0 | 0 | 0 | 0 | 0 | 0 | 0 | 0 | 0 | 0 | 0 | 0 | 0 | 0 | 0 | 0 | 0 | 0 | 0 | 0 | 0 | 0
NEM | Wind | 0 | 7.6851 | 332317.2984 | 346982.7912 | 118420.1623 | 141900.7219 | 131527.1773 | 459605.6913 | 430333.2797 | 38707.6823 | 123434.3846 | 319136.2665 | 75898.4819 | 224768.1324 | 476329.3103 | 316416.0372 | 550226.2891 | 55981.4924 | 41344.9428 | 0.022959 | 104513.2599 | 113895.4143 | 7149.3487 | 5741.1233 | 12715.0219
NEM | Solar PV | 0.46206 | 202651.8839 | 21991.8367 | 0.032279 | 159715.3926 | 104145.3667 | 61305.0812 | 0.11828 | 546299.1902 | 0.31873 | 2.862 | 19549.5098 | 17303.5284 | 0.013977 | 43584.2486 | 12341.938 | 92091.7838 | 37145.192 | 0.090531 | 12253.9385 | 26763.4534 | 78591.9987 | 8185.7315 | 0.0029995 | 0.0093949
NEM | LS Battery | 0.41323 | 0.0081234 | 0.025096 | 0 | 0.064256 | 0.33126 | 0.12118 | 25773.4041 | 3.3705e-05 | 91354.0115 | 5947.4183 | 40667.8925 | 2378.3826 | 8133.8432 | 7445.5178 | 3.8439e-06 | 5622.3798 | 8.4361e-06 | 0.066173 | 0.00029632 | 4320.7687 | 3484.0441 | 0.0061066 | 0.0032281 | 0.0019995
NEM | Pumped Hydro | 0 | 0 | 0 | 0.90739 | 0.18231 | 0.15802 | 0.022847 | 0.040199 | 245018.8258 | 0.060925 | 0.021376 | 0.049572 | 0.0029317 | 0.064554 | 13701.7411 | 0.71615 | 26818.075 | 0.0066746 | 3628.5689 | 0.00075211 | 7645.5638 | 16424.7786 | 0.0007431 | 5662.6006 | 384.2779
NEM | VPP | 0 | 0 | 0 | 0 | 0 | 0 | 0 | 0 | 0 | 0 | 0 | 0 | 0 | 0 | 0 | 0 | 0 | 0 | 0 | 0 | 0 | 0 | 0 | 0 | 0
Total excluding storage |  | 0.51262 | 202659.6479 | 354309.1794 | -276797.0669 | 776691.8379 | 646428.148 | 213381.2689 | 819727.7463 | 927477.1706 | 28481.9162 | 84447.7816 | 338685.7848 | 372643.8378 | 224768.1578 | 519913.6446 | 348691.2746 | 826400.1809 | 314016.5253 | 41345.0398 | 12253.9616 | 131276.7144 | 192487.4156 | 15335.0824 | 7200.3575 | 12771.6346
Region | Technology | 2021-22 | 2022-23 | 2023-24 | 2024-25 | 2025-26 | 2026-27 | 2027-28 | 2028-29 | 2029-30 | 2030-31 | 2031-32 | 2032-33 | 2033-34 | 2034-35 | 2035-36 | 2036-37 | 2037-38 | 2038-39 | 2039-40 | 2040-41 | 2041-42 | 2042-43 | 2043-44 | 2044-45 | 2045-46
NSW1 | Black Coal | 0 | 0 | 0 | -0.00049294 | 829837.3201 | -0.0060848 | -126692.6581 | 0 | -49155.3042 | -10226.091 | -38989.4659 | 0 | 0 | -4.6326e-05 | 0 | 0 | 0 | 0 | 0 | 0 | 0 | 0 | 0 | 0 | 0
NSW1 | Brown Coal | 0 | 0 | 0 | 0 | 0 | 0 | 0 | 0 | 0 | 0 | 0 | 0 | 0 | 0 | 0 | 0 | 0 | 0 | 0 | 0 | 0 | 0 | 0 | 0 | 0
NSW1 | CCGT | 0 | 0.01639 | 0.0092411 | 1.9686e-05 | 0 | 0 | 0 | 9.5896e-06 | 2.3225e-05 | 0 | 7.449e-06 | 0.0024974 | 8.1108e-05 | 5.8627e-05 | 0.0062471 | 0.0003458 | 0.01086 | 0 | 0 | 2.1205e-06 | 5.9606e-06 | 0.00064371 | 3.0905e-06 | 9.3207e-07 | 1.4287e-06
NSW1 | Gas - Steam | 0 | 0 | 0 | 0 | 0 | 0 | 0 | 0 | 0 | 0 | 0 | 0 | 0 | 0 | 0 | 0 | 0 | 0 | 0 | 0 | 0 | 0 | 0 | 0 | 0
NSW1 | OCGT / Diesel | 0.01751 | 0.00072733 | 0.024852 | 8.6173e-05 | 0.00074162 | 0.00023058 | 0.00032612 | 0.00040481 | 0.00039109 | 0.00042676 | 0.00031557 | 0.00050968 | 0.00026762 | 0.00034513 | 0.072126 | 19933.2807 | 14429.2129 | 2.2427e-05 | 0.0012618 | 2.4657e-05 | 2.3934e-05 | 0.00025002 | 0.00029512 | 0.0037097 | 0.00055276
NSW1 | Hydro | 0 | 0 | 0 | 0 | 0 | 0 | 0 | 0 | 0 | 0 | 0 | 0 | 0 | 0 | 0 | 0 | 0 | 0 | 0 | 0 | 0 | 0 | 0 | 0 | 0
NSW1 | Wind | 0 | 3.017 | 332316.0808 | 346005.1668 | 0.0040226 | 70153.5892 | 131527.1376 | 230170.6083 | 368820.0726 | 0.0011326 | 0.00075577 | 0.012207 | 0.0028878 | 0.026514 | 290526.9081 | 0.018586 | 128285.0106 | 0.18375 | 0.3231 | 0.010899 | 56097.2419 | 5858.0681 | 0.00080319 | 0.0021355 | 0.0028335
NSW1 | Solar PV | 0.11091 | 202651.695 | 21991.8346 | 0.024209 | 159715.0758 | 104145.1692 | 61305.0061 | 0.0040796 | 546299.1108 | 0.0021139 | 0.0016617 | 0.011961 | 0.0020263 | 0.00056668 | 0.032199 | 0.02584 | 84584.0256 | 0.0029636 | 0.0017323 | 7976.3603 | 0.02788 | 39141.7752 | 0.0035433 | 0.00046212 | 0.0015503
NSW1 | LS Battery | 0.23467 | 0.0078697 | 0.025096 | 0 | 0.060979 | 0.12523 | 0.065878 | 0.067606 | 7.6221e-06 | 75046.0594 | 0.0016634 | 38373.7454 | 5.5573e-05 | 1.0446e-05 | 7079.5677 | 0 | 0 | 5.7482e-06 | 0.066163 | 0.00016559 | 4320.7574 | 3484.0436 | 0.0014981 | 0.0028578 | 0.0018223
NSW1 | Pumped Hydro | 0 | 0 | 0 | 0.53645 | 0.14974 | 0.018514 | 0.011975 | 0.0078494 | 245018.7746 | 0.00018887 | 0.00016346 | 0.00040367 | 0.00018369 | 0.00020252 | 13701.3959 | 0.004752 | 2506.123 | 0.0001482 | 0.00014386 | 0.00011537 | 0.0064352 | 0.00017772 | 4.8229e-05 | 4.5716e-05 | 2.3266e-05
NSW1 | VPP | 0 | 0 | 0 | 0 | 0 | 0 | 0 | 0 | 0 | 0 | 0 | 0 | 0 | 0 | 0 | 0 | 0 | 0 | 0 | 0 | 0 | 0 | 0 | 0 | 0
Total excluding storage |  | 0.12842 | 202654.7291 | 354307.9495 | 346005.1906 | 989552.4007 | 174298.7525 | 66139.486 | 230170.6128 | 865963.8796 | -10226.0873 | -38989.4632 | 0.027175 | 0.0052629 | 0.027438 | 290527.0187 | 19933.3255 | 227298.26 | 0.18673 | 0.3261 | 7976.3712 | 56097.2698 | 44999.8442 | 0.0046447 | 0.0063083 | 0.004938
Region | Technology | 2021-22 | 2022-23 | 2023-24 | 2024-25 | 2025-26 | 2026-27 | 2027-28 | 2028-29 | 2029-30 | 2030-31 | 2031-32 | 2032-33 | 2033-34 | 2034-35 | 2035-36 | 2036-37 | 2037-38 | 2038-39 | 2039-40 | 2040-41 | 2041-42 | 2042-43 | 2043-44 | 2044-45 | 2045-46
QLD1 | Black Coal | 0 | 0 | 0 | -26614.0007 | -141076.8886 | 400382.1053 | -10988.5421 | 0 | -0.00024698 | -0.00025611 | 0 | -2.7972e-05 | 279441.8224 | 0 | 0 | 0 | 0 | -1.3671e-05 | 0 | 0 | 0 | 0 | -0.00018984 | -0.0019739 | -4.0089e-06
QLD1 | Brown Coal | 0 | 0 | 0 | 0 | 0 | 0 | 0 | 0 | 0 | 0 | 0 | 0 | 0 | 0 | 0 | 0 | 0 | 0 | 0 | 0 | 0 | 0 | 0 | 0 | 0
QLD1 | CCGT | 0 | 0.014739 | 0.00070597 | 0.0029651 | 0.0010883 | 0.0014178 | 1.7696e-05 | 0.0019613 | 8.8287e-06 | 0 | 4.9953e-05 | 0.00017371 | 0.0010718 | 0.0019584 | 0.0019029 | 0.0005208 | 0.0056392 | 0 | 0 | 2.1169e-06 | 6.6346e-06 | 0.00055959 | 1.1981e-06 | 1.6521e-05 | 6.0431e-06
QLD1 | Gas - Steam | 0 | 0 | 0 | 0 | 0 | 0 | 0 | 0 | 0 | 0 | 0 | 0 | 0 | 0 | 0 | 0 | 0 | 0 | 0 | 0 | 0 | 0 | 0 | 0 | 0
QLD1 | OCGT / Diesel | 0.0083441 | 0.00036977 | 0.00045603 | 0.0048116 | 0.0018531 | 0.005122 | 2.2436e-05 | 7.4016e-05 | 1.2518e-05 | 4.4612e-06 | 4.56e-06 | 9.4698e-06 | 1.088e-05 | 0.0077193 | 0.0013718 | 0.016789 | 0.020283 | 3.7056e-06 | 3.7966e-06 | 2.8589e-06 | 2.9008e-06 | 3.421e-06 | 2.1048e-06 | 1.3741e-06 | 1.0272e-06
QLD1 | Hydro | 0 | 0 | 0 | 0 | 0 | 0 | 0 | 0 | 0 | 0 | 0 | 0 | 0 | 0 | 0 | 0 | 0 | 0 | 0 | 0 | 0 | 0 | 0 | 0 | 0
QLD1 | Wind | 0 | 1.7867 | 0.082771 | 0.2137 | 118420.09 | 69743.5549 | 0.0050316 | 223244.415 | 0.064145 | 0.0077643 | 123434.3736 | 107379.2737 | 0.0058365 | 224767.5375 | 112367.806 | 280953.5139 | 293245.3429 | 0.0005872 | 0.00033568 | 0.00053014 | 0.0051881 | 52124.4063 | 0.052456 | 5741.0527 | 10779.4133
QLD1 | Solar PV | 0.15192 | 0.080356 | 0.00020503 | 0 | 0.14321 | 0.099783 | 0.01844 | 0.089964 | 0.0092102 | 0.045161 | 2.5844 | 19548.2487 | 17301.3444 | 0.00058949 | 32584.5403 | 0.0080432 | 4160.8179 | 0.0003588 | 0.00017228 | 0.0094661 | 11286.2281 | 37553.7399 | 0.00073101 | 0.00041815 | 0.00039231
QLD1 | LS Battery | 0.045017 | 1.7987e-05 | 0 | 0 | 0.0032666 | 0.10573 | 0.0011214 | 25773.3071 | 0 | 0.0084024 | 5947.3803 | 0.0016499 | 2378.3825 | 8133.8432 | 8.6243e-06 | 0 | 0 | 0 | 0 | 5.4407e-06 | 0.00058736 | 0.00027734 | 5.8656e-06 | 0.00012992 | 4.5201e-05
QLD1 | Pumped Hydro | 0 | 0 | 0 | 0.1057 | 0.017944 | 0.062187 | 0.00038287 | 0.018232 | 0.0001378 | 3.6179e-05 | 0.00011371 | 0.00045234 | 0.00039169 | 0.062004 | 0.31604 | 0.70122 | 24311.7874 | 4.5064e-05 | 5.7159e-05 | 5.6595e-05 | 7645.4286 | 12726.1698 | 2.0829e-05 | 2101.3638 | 0.00044301
QLD1 | VPP | 0 | 0 | 0 | 0 | 0 | 0 | 0 | 0 | 0 | 0 | 0 | 0 | 0 | 0 | 0 | 0 | 0 | 0 | 0 | 0 | 0 | 0 | 0 | 0 | 0
Total excluding storage |  | 0.16027 | 1.8822 | 0.084138 | -26613.7792 | -22656.6524 | 470125.7665 | -10988.5186 | 223244.507 | 0.073129 | 0.052674 | 123436.9581 | 126927.5226 | 296743.1738 | 224767.5477 | 144952.3495 | 280953.5393 | 297406.1866 | 0.00093604 | 0.00051176 | 0.010001 | 11286.2333 | 89678.1467 | 0.053001 | 5741.0511 | 10779.4137
Region | Technology | 2021-22 | 2022-23 | 2023-24 | 2024-25 | 2025-26 | 2026-27 | 2027-28 | 2028-29 | 2029-30 | 2030-31 | 2031-32 | 2032-33 | 2033-34 | 2034-35 | 2035-36 | 2036-37 | 2037-38 | 2038-39 | 2039-40 | 2040-41 | 2041-42 | 2042-43 | 2043-44 | 2044-45 | 2045-46
VIC1 | Black Coal | 0 | 0 | 0 | 0 | 0 | 0 | 0 | 0 | 0 | 0 | 0 | 0 | 0 | 0 | 0 | 0 | 0 | 0 | 0 | 0 | 0 | 0 | 0 | 0 | 0
VIC1 | Brown Coal | 0 | 0 | 0 | -597165.9033 | -190204.1531 | -0.050688 | 158230.2085 | 360121.9322 | 0 | 0 | 0 | 0 | 0 | 0 | 0 | 0 | 169652.8398 | 220889.8403 | 0 | 0 | 0 | 0 | -1.4415e-05 | -2.729e-05 | -0.10097
VIC1 | CCGT | 0 | 0.016106 | 5.5704e-05 | 0.0034498 | 1.2673e-05 | 0.0014187 | 4.5831e-05 | 6.0239e-05 | 0.001927 | 0.0016396 | 0 | 0.00028903 | 0.0022389 | 1.7168e-05 | 0.0002567 | 2.1313e-05 | 0.0023918 | 8.1362e-05 | 0.0026361 | 4.1767e-06 | 5.213e-05 | 0.00065912 | 0.00048376 | 4.5644e-05 | 1.0741e-05
VIC1 | Gas - Steam | 0 | 0 | 0 | 0 | 0 | 0 | 0 | 0 | 0 | 0 | 0 | 0 | 0 | 0 | 0 | 0 | 0 | 0 | 0 | 0 | 0 | 0 | 0 | 0 | 0
VIC1 | OCGT / Diesel | 0.007911 | 0.0037582 | 2.394e-05 | 0.0002066 | 2.0372e-05 | 0.0014042 | 1.9193e-05 | 2.4478e-05 | 1.9975e-05 | 0.0029604 | 1.438e-05 | 1.9788e-05 | 9.6443e-05 | 1.5956e-05 | 1.9341e-05 | 3.8182e-05 | 0.00047393 | 1.2715e-05 | 0.001546 | 1.1193e-05 | 1.2404e-05 | 0.00010845 | 0.0002274 | 0.0028881 | 0.00082406
VIC1 | Hydro | 0 | 0 | 0 | 0 | 0 | 0 | 0 | 0 | 0 | 0 | 0 | 0 | 0 | 0 | 0 | 0 | 0 | 0 | 0 | 0 | 0 | 0 | 0 | 0 | 0
VIC1 | Wind | 0 | 0.8848 | 0.053144 | 0.25484 | 0.037812 | 0.20288 | 0.0047251 | 0.26025 | 0.47941 | 0.20483 | 0.0021255 | 4.7056 | 75898.4461 | 0.45345 | 33711.9395 | 0.10643 | 76975.7985 | 859.1418 | 36127.957 | 0.0078091 | 39523.1522 | 55912.8616 | 7149.2693 | 0.00094706 | 1915.5508
VIC1 | Solar PV | 0.043225 | 0.024699 | 3.4033e-05 | 0.007964 | 0.045186 | 0.041107 | 0.0031615 | 0.0026071 | 0.013034 | 0.18229 | 0.020444 | 0.78029 | 2.0867 | 0.00026472 | 10996.2993 | 1012.5918 | 3346.9354 | 37145.1766 | 0.086676 | 1292.7415 | 9856.2013 | 1896.4775 | 4235.3318 | 0.00013123 | 0.0066727
VIC1 | LS Battery | 0.048239 | 3.0465e-05 | 0 | 0 | 0 | 0.063527 | 0.011723 | 0.0011053 | 6.7965e-06 | 6729.7046 | 3.6498e-05 | 6.7053e-06 | 0 | 0 | 0 | 0 | 0 | 0 | 0 | 5.6204e-06 | 0.00011496 | 6.5281e-05 | 1.9946e-05 | 4.1076e-05 | 3.1502e-05
VIC1 | Pumped Hydro | 0 | 0 | 0 | 0.11074 | 0.00079799 | 0.063548 | 0.00075926 | 0.0011853 | 0.03042 | 0.046897 | 4.4208e-05 | 0.00036714 | 0.00059752 | 0.00030201 | 0.0010579 | 0.0013119 | 0.029352 | 0.0029483 | 3628.511 | 0.00025826 | 0.0057714 | 3698.6078 | 5.8814e-05 | 3561.2327 | 384.2757
VIC1 | VPP | 0 | 0 | 0 | 0 | 0 | 0 | 0 | 0 | 0 | 0 | 0 | 0 | 0 | 0 | 0 | 0 | 0 | 0 | 0 | 0 | 0 | 0 | 0 | 0 | 0
Total excluding storage |  | 0.051136 | 0.92937 | 0.053258 | -597165.6369 | -190204.0701 | 0.19612 | 158230.2164 | 360122.1951 | 0.49439 | 0.39172 | 0.022584 | 5.4862 | 75900.5351 | 0.45375 | 44708.2391 | 1012.6983 | 249975.5766 | 258894.1588 | 36128.0478 | 1292.7494 | 49379.3536 | 57809.3399 | 11384.6018 | 0.0039848 | 1915.4573
Region | Technology | 2021-22 | 2022-23 | 2023-24 | 2024-25 | 2025-26 | 2026-27 | 2027-28 | 2028-29 | 2029-30 | 2030-31 | 2031-32 | 2032-33 | 2033-34 | 2034-35 | 2035-36 | 2036-37 | 2037-38 | 2038-39 | 2039-40 | 2040-41 | 2041-42 | 2042-43 | 2043-44 | 2044-45 | 2045-46
SA1 | Black Coal | 0 | 0 | 0 | 0 | 0 | 0 | 0 | 0 | 0 | 0 | 0 | 0 | 0 | 0 | 0 | 0 | 0 | 0 | 0 | 0 | 0 | 0 | 0 | 0 | 0
SA1 | Brown Coal | 0 | 0 | 0 | 0 | 0 | 0 | 0 | 0 | 0 | 0 | 0 | 0 | 0 | 0 | 0 | 0 | 0 | 0 | 0 | 0 | 0 | 0 | 0 | 0 | 0
SA1 | CCGT | 0 | 0.012452 | 0.0036152 | 0.00019871 | 0.00028372 | 5.3402e-05 | 0.00050506 | 0.0011247 | 0.0012507 | 3.4326e-05 | 8.9723e-06 | 0.0017676 | 0.00057007 | 0.00065207 | 0.0011936 | 5.0315e-05 | 0.005094 | 0 | 1.7212e-05 | 3.1012e-06 | 4.9331e-05 | 0.00032748 | 0.00067487 | 4.2733e-05 | 5.2426e-06
SA1 | Gas - Steam | 0 | 0 | 0 | 0 | 0 | 0 | 0 | 0 | 0 | 0 | 0 | 0 | 0 | 0 | 0 | 0 | 0 | 0 | 0 | 0 | 0 | 0 | 0 | 0 | 0
SA1 | OCGT / Diesel | 0.0082826 | 0.00022529 | 0.0012781 | 4.7014e-05 | 0.00025014 | 0.00046071 | 0.00028494 | 0.00043534 | 0.0004458 | 0.00030849 | 0.00019011 | 0.00050506 | 0.000278 | 0.0003458 | 0.0013937 | 0.00083308 | 0.0089211 | 5.2829e-06 | 7.7297e-06 | 6.5297e-06 | 1.362e-05 | 6.2194e-06 | 4.0643e-05 | 1459.2257 | 56.7029
SA1 | Hydro | 0 | 0 | 0 | 0 | 0 | 0 | 0 | 0 | 0 | 0 | 0 | 0 | 0 | 0 | 0 | 0 | 0 | 0 | 0 | 0 | 0 | 0 | 0 | 0 | 0
SA1 | Wind | 0 | 1.3878 | 0.36567 | 0.27633 | 0.029528 | 0.20559 | 0.026825 | 1.138 | 1.2663 | 0.11596 | 0.0049581 | 96282.8284 | 0.025105 | 0.066104 | 39722.5755 | 35462.3746 | 51718.4236 | 55121.9687 | 817.2168 | 0.003421 | 0.41443 | 0.077681 | 0.025887 | 0.067249 | 0.028154
SA1 | Solar PV | 0.13663 | 0.073925 | 0.00044455 | 0.00010549 | 0.11314 | 0.031959 | 0.046752 | 0.021005 | 0.047784 | 0.078254 | 0.25505 | 0.46116 | 0.092543 | 0.012473 | 3.3663 | 11329.3116 | 0.0036987 | 0.0036191 | 0.0015261 | 2984.8272 | 5620.9917 | 0.0051423 | 3950.3954 | 0.00029549 | 0.0005413
SA1 | LS Battery | 0.045314 | 0.00010238 | 0 | 0 | 0 | 0.022271 | 0.02947 | 0.020328 | 1.2042e-05 | 9578.1326 | 0.0001655 | 2294.1453 | 2.3067e-05 | 1.6973e-05 | 365.9501 | 3.8439e-06 | 5622.3798 | 0 | 3.722e-06 | 2.6903e-05 | 0.0001764 | 0.00014758 | 2.0133e-05 | 9.9376e-05 | 5.6668e-05
SA1 | Pumped Hydro | 0 | 0 | 0 | 0.058893 | 0.0055821 | 0.0075277 | 0.0053868 | 0.0057743 | 0.010511 | 0.00012459 | 0.00020059 | 0.0063701 | 0.0011583 | 0.0012778 | 0.01405 | 0.0061925 | 0.083677 | 0.00013221 | 0.00016868 | 0.00015879 | 0.0013365 | 0.00066228 | 0.0002161 | 0.0038278 | 0.0017353
SA1 | VPP | 0 | 0 | 0 | 0 | 0 | 0 | 0 | 0 | 0 | 0 | 0 | 0 | 0 | 0 | 0 | 0 | 0 | 0 | 0 | 0 | 0 | 0 | 0 | 0 | 0
Total excluding storage |  | 0.14491 | 1.4744 | 0.37101 | 0.27668 | 0.1432 | 0.23806 | 0.074367 | 1.1605 | 1.3158 | 0.19456 | 0.26021 | 96283.2919 | 0.1185 | 0.079575 | 39725.9444 | 46791.6871 | 51718.4414 | 55121.9723 | 817.2184 | 2984.8306 | 5621.4062 | 0.083157 | 3950.422 | 1459.2933 | 56.7316
Region | Technology | 2021-22 | 2022-23 | 2023-24 | 2024-25 | 2025-26 | 2026-27 | 2027-28 | 2028-29 | 2029-30 | 2030-31 | 2031-32 | 2032-33 | 2033-34 | 2034-35 | 2035-36 | 2036-37 | 2037-38 | 2038-39 | 2039-40 | 2040-41 | 2041-42 | 2042-43 | 2043-44 | 2044-45 | 2045-46
TAS1 | Black Coal | 0 | 0 | 0 | 0 | 0 | 0 | 0 | 0 | 0 | 0 | 0 | 0 | 0 | 0 | 0 | 0 | 0 | 0 | 0 | 0 | 0 | 0 | 0 | 0 | 0
TAS1 | Brown Coal | 0 | 0 | 0 | 0 | 0 | 0 | 0 | 0 | 0 | 0 | 0 | 0 | 0 | 0 | 0 | 0 | 0 | 0 | 0 | 0 | 0 | 0 | 0 | 0 | 0
TAS1 | CCGT | 0 | 0.013979 | 0.0035329 | 0.0018098 | 1.0892e-05 | 0.00018484 | 0.00055453 | 0.00011784 | 0.00065452 | 0.00063146 | 1.0354e-05 | 0.002269 | 0.00017034 | 4.5071e-05 | 0.00077622 | 2.7415e-05 | 0.0010871 | 0.00048138 | 0.0006454 | 0 | 0.00062233 | 1.9544e-05 | 8.6911e-06 | 0.00020884 | 1.4142e-06
TAS1 | Gas - Steam | 0 | 0 | 0 | 0 | 0 | 0 | 0 | 0 | 0 | 0 | 0 | 0 | 0 | 0 | 0 | 0 | 0 | 0 | 0 | 0 | 0 | 0 | 0 | 0 | 0
TAS1 | OCGT / Diesel | 0.0085164 | 0.00021022 | 0.00057124 | 0.00053603 | 0.00031007 | 0.00055007 | 0.00027846 | 0.00035514 | 0.00038749 | 0.00037808 | 0.00029275 | 0.00048305 | 0.0002813 | 0.00029999 | 0.0004055 | 0.00017681 | 0.00062593 | 3.9927e-05 | 0.00031659 | 5.1831e-05 | 0.00035447 | 2.4292e-05 | 0.00063887 | 0.00059867 | 1.52e-06
TAS1 | Hydro | 0 | 0 | 0 | 0 | 0 | 0 | 0 | 0 | 0 | 0 | 0 | 0 | 0 | 0 | 0 | 0 | 0 | 0 | 0 | 0 | 0 | 0 | 0 | 0 | 0
TAS1 | Wind | 0 | 0.60878 | 0.71603 | 976.8795 | 0.00090009 | 2003.1694 | 0.0031292 | 6189.2697 | 61511.3973 | 38707.3526 | 0.003197 | 115469.4466 | 0.0020327 | 0.04883 | 0.081187 | 0.023584 | 1.7135 | 0.19761 | 4399.4456 | 0.00029986 | 8892.4461 | 0.00064233 | 0.00023015 | 0.00027902 | 20.0268
TAS1 | Solar PV | 0.019371 | 0.0098735 | 0.0013594 | 0 | 0.015314 | 0.024725 | 0.0067301 | 0.00061928 | 0.0093609 | 0.010916 | 0.00043551 | 0.0076926 | 0.0027171 | 8.2555e-05 | 0.010571 | 0.00065866 | 0.001195 | 0.0084477 | 0.00042398 | 3.7695e-05 | 0.0044948 | 0.000993 | 1.9504e-05 | 0.0016925 | 0.00023832
TAS1 | LS Battery | 0.039988 | 0.0001029 | 0 | 0 | 1.0411e-05 | 0.014497 | 0.012993 | 0.0079286 | 7.2436e-06 | 0.10651 | 0.036149 | 0.00020995 | 9.0688e-06 | 0 | 0 | 0 | 0 | 2.6879e-06 | 6.3148e-06 | 9.2764e-05 | 0.010345 | 9.1806e-05 | 0.0045626 | 9.9908e-05 | 4.384e-05
TAS1 | Pumped Hydro | 0 | 0 | 0 | 0.09561 | 0.0082469 | 0.0062413 | 0.0043424 | 0.0071577 | 0.010146 | 0.013678 | 0.020854 | 0.041979 | 0.00060045 | 0.0007675 | 0.013986 | 0.0026774 | 0.051588 | 0.0034009 | 0.057502 | 0.00016309 | 0.12166 | 0.00014183 | 0.00039913 | 0.00029621 | 3.0537e-05
TAS1 | VPP | 0 | 0 | 0 | 0 | 0 | 0 | 0 | 0 | 0 | 0 | 0 | 0 | 0 | 0 | 0 | 0 | 0 | 0 | 0 | 0 | 0 | 0 | 0 | 0 | 0
Total excluding storage |  | 0.027887 | 0.63284 | 0.7215 | 976.8818 | 0.016535 | 2003.1948 | 0.010692 | 6189.2708 | 61511.4077 | 38707.3645 | 0.0039356 | 115469.457 | 0.0052015 | 0.049258 | 0.09294 | 0.024447 | 1.7164 | 0.20658 | 4399.447 | 0.00038938 | 8892.4516 | 0.0016792 | 0.00089722 | 0.0027791 | 20.0271

## BaseCase_Fuel Cost
Fuel cost by technology ($000s) - Base Case, Fast Change Scenario
Fuel | Real June 2019 dollars discounted to June 2021
Explicitly modelled generation
Region | Technology | 2021-22 | 2022-23 | 2023-24 | 2024-25 | 2025-26 | 2026-27 | 2027-28 | 2028-29 | 2029-30 | 2030-31 | 2031-32 | 2032-33 | 2033-34 | 2034-35 | 2035-36 | 2036-37 | 2037-38 | 2038-39 | 2039-40 | 2040-41 | 2041-42 | 2042-43 | 2043-44 | 2044-45 | 2045-46
NEM | Black Coal | 1837076.567 | 1486254.202 | 1512422.907 | 1510808.645 | 1366110.3805 | 1219648.9715 | 1181209.6691 | 1172937.6978 | 932490.3836 | 865834.0134 | 703679.3204 | 713701.4031 | 717606.1512 | 621835.5554 | 406173.433 | 327564.209 | 270615.176 | 259964.455 | 236530.837 | 199813.421 | 202238.713 | 104480.836 | 78048.4125 | 54965.4835 | 40044.39
NEM | Brown Coal | 229881.084 | 186337.25 | 195428.846 | 138239.2369 | 120233.7952 | 108545.3388 | 93536.3987 | 89613.78 | 79287.411 | 80874.198 | 79242.114 | 75543.892 | 72697.284 | 66647.8585 | 60604.9145 | 57771.3175 | 51795.7735 | 47895.9438 | 43613.12 | 39411.0125 | 39223.7998 | 37951.3782 | 31637.5168 | 28266.4523 | 27624.427
NEM | CCGT | 158265.3004 | 145676.4495 | 107003.9441 | 99527.5224 | 95868.8572 | 92037.629 | 91093.7084 | 86722.3297 | 91996.008 | 84317.7876 | 73424.9465 | 83539.1828 | 86407.0082 | 87959.3416 | 130170.4057 | 91740.4542 | 104119.2242 | 109501.879 | 94228.6451 | 97056.1453 | 90502.7129 | 114444.9682 | 72024.9919 | 55826.8019 | 24046.909
NEM | Gas - Steam | 67673.9151 | 66378.7631 | 66796.3215 | 7852.0227 | 8247.8934 | 10831.133 | 11434.759 | 16927.2685 | 17924.945 | 14044.1165 | 7223.0157 | 7015.0445 | 6197.0164 | 7401.0772 | 4622.5135 | 3597.18 | 7429.6585 | 5674.689 | 0 | 0 | 0 | 0 | 0 | 0 | 0
NEM | OCGT / Diesel | 3945.38 | 4186.8957 | 8239.7461 | 2103.6472 | 5173.8388 | 8918.4937 | 7905.711 | 11622.4688 | 14586.6469 | 9884.1054 | 2703.6853 | 5811.101 | 3870.1422 | 5044.6765 | 22454.4093 | 23000.2405 | 58199.3928 | 37714.5006 | 62130.8319 | 68165.6925 | 68597.9227 | 128682.5886 | 168211.5848 | 139310.1785 | 121895.0079
NEM | Hydro | 0 | 0 | 0 | 0 | 0 | 0 | 0 | 0 | 0 | 0 | 0 | 0 | 0 | 0 | 0 | 0 | 0 | 0 | 0 | 0 | 0 | 0 | 0 | 0 | 0
NEM | Wind | 0 | 0 | 0 | 0 | 0 | 0 | 0 | 0 | 0 | 0 | 0 | 0 | 0 | 0 | 0 | 0 | 0 | 0 | 0 | 0 | 0 | 0 | 0 | 0 | 0
NEM | Solar PV | 0 | 0 | 0 | 0 | 0 | 0 | 0 | 0 | 0 | 0 | 0 | 0 | 0 | 0 | 0 | 0 | 0 | 0 | 0 | 0 | 0 | 0 | 0 | 0 | 0
NEM | LS Battery | 0 | 0 | 0 | 0 | 0 | 0 | 0 | 0 | 0 | 0 | 0 | 0 | 0 | 0 | 0 | 0 | 0 | 0 | 0 | 0 | 0 | 0 | 0 | 0 | 0
NEM | Pumped Hydro | 0 | 0 | 0 | 0 | 0 | 0 | 0 | 0 | 0 | 0 | 0 | 0 | 0 | 0 | 0 | 0 | 0 | 0 | 0 | 0 | 0 | 0 | 0 | 0 | 0
NEM | VPP | 0 | 0 | 0 | 0 | 0 | 0 | 0 | 0 | 0 | 0 | 0 | 0 | 0 | 0 | 0 | 0 | 0 | 0 | 0 | 0 | 0 | 0 | 0 | 0 | 0
Total excluding storage |  | 2296842.2465 | 1888833.5603 | 1889891.7647 | 1758531.0742 | 1595634.7652 | 1439981.5659 | 1385180.2462 | 1377823.5448 | 1136285.3945 | 1054954.2209 | 866273.0819 | 885610.6234 | 886777.602 | 788888.5092 | 624025.6761 | 503673.4012 | 492159.225 | 460751.4674 | 436503.434 | 404446.2713 | 400563.1484 | 385559.771 | 349922.506 | 278368.9162 | 213610.7339
Region | Technology | 2021-22 | 2022-23 | 2023-24 | 2024-25 | 2025-26 | 2026-27 | 2027-28 | 2028-29 | 2029-30 | 2030-31 | 2031-32 | 2032-33 | 2033-34 | 2034-35 | 2035-36 | 2036-37 | 2037-38 | 2038-39 | 2039-40 | 2040-41 | 2041-42 | 2042-43 | 2043-44 | 2044-45 | 2045-46
NSW1 | Black Coal | 960016.208 | 769506.212 | 787289.88 | 811021.668 | 773706.044 | 675696.862 | 693682.546 | 705807.261 | 496931.9019 | 463958.2139 | 335279.5567 | 336893.332 | 359774.544 | 313729.064 | 123733.58 | 111240.016 | 115854.696 | 113373.864 | 101327.244 | 77932.584 | 87998.86 | 0 | 0 | 0 | 0
NSW1 | Brown Coal | 0 | 0 | 0 | 0 | 0 | 0 | 0 | 0 | 0 | 0 | 0 | 0 | 0 | 0 | 0 | 0 | 0 | 0 | 0 | 0 | 0 | 0 | 0 | 0 | 0
NSW1 | CCGT | 1375.109 | 2062.5909 | 1984.7361 | 3532.4135 | 3566.9782 | 3464.7847 | 3361.0881 | 3259.8517 | 3190.0957 | 3203.0833 | 3051.0722 | 7142.3688 | 9223.8576 | 11765.516 | 26760.3209 | 20025.6248 | 36078.4375 | 38183.1155 | 36850.4443 | 37494.7896 | 34171.5907 | 47112.8826 | 9454.6391 | 0.099303 | 0.092267
NSW1 | Gas - Steam | 0 | 0 | 0 | 0 | 0 | 0 | 0 | 0 | 0 | 0 | 0 | 0 | 0 | 0 | 0 | 0 | 0 | 0 | 0 | 0 | 0 | 0 | 0 | 0 | 0
NSW1 | OCGT / Diesel | 0.08849 | 0.083551 | 373.9929 | 8.3257 | 262.5129 | 225.3312 | 210.7841 | 252.3847 | 156.0053 | 274.1721 | 53.3161 | 606.2634 | 1248.6633 | 285.1788 | 7687.9404 | 10437.9489 | 19821.0854 | 14699.1997 | 24031.8176 | 22841.0385 | 21472.1867 | 62488.3917 | 88942.8358 | 74367.2233 | 69358.7952
NSW1 | Hydro | 0 | 0 | 0 | 0 | 0 | 0 | 0 | 0 | 0 | 0 | 0 | 0 | 0 | 0 | 0 | 0 | 0 | 0 | 0 | 0 | 0 | 0 | 0 | 0 | 0
NSW1 | Wind | 0 | 0 | 0 | 0 | 0 | 0 | 0 | 0 | 0 | 0 | 0 | 0 | 0 | 0 | 0 | 0 | 0 | 0 | 0 | 0 | 0 | 0 | 0 | 0 | 0
NSW1 | Solar PV | 0 | 0 | 0 | 0 | 0 | 0 | 0 | 0 | 0 | 0 | 0 | 0 | 0 | 0 | 0 | 0 | 0 | 0 | 0 | 0 | 0 | 0 | 0 | 0 | 0
NSW1 | LS Battery | 0 | 0 | 0 | 0 | 0 | 0 | 0 | 0 | 0 | 0 | 0 | 0 | 0 | 0 | 0 | 0 | 0 | 0 | 0 | 0 | 0 | 0 | 0 | 0 | 0
NSW1 | Pumped Hydro | 0 | 0 | 0 | 0 | 0 | 0 | 0 | 0 | 0 | 0 | 0 | 0 | 0 | 0 | 0 | 0 | 0 | 0 | 0 | 0 | 0 | 0 | 0 | 0 | 0
NSW1 | VPP | 0 | 0 | 0 | 0 | 0 | 0 | 0 | 0 | 0 | 0 | 0 | 0 | 0 | 0 | 0 | 0 | 0 | 0 | 0 | 0 | 0 | 0 | 0 | 0 | 0
Total excluding storage |  | 961391.4055 | 771568.8865 | 789648.609 | 814562.4073 | 777535.5351 | 679386.9779 | 697254.4182 | 709319.4974 | 500278.0029 | 467435.4693 | 338383.945 | 344641.9642 | 370247.0648 | 325779.7588 | 158181.8413 | 141703.5897 | 171754.219 | 166256.1792 | 162209.5059 | 138268.4121 | 143642.6374 | 109601.2744 | 98397.475 | 74367.3226 | 69358.8875
Region | Technology | 2021-22 | 2022-23 | 2023-24 | 2024-25 | 2025-26 | 2026-27 | 2027-28 | 2028-29 | 2029-30 | 2030-31 | 2031-32 | 2032-33 | 2033-34 | 2034-35 | 2035-36 | 2036-37 | 2037-38 | 2038-39 | 2039-40 | 2040-41 | 2041-42 | 2042-43 | 2043-44 | 2044-45 | 2045-46
QLD1 | Black Coal | 877060.359 | 716747.99 | 725133.027 | 699786.977 | 592404.3365 | 543952.1095 | 487527.1231 | 467130.4368 | 435558.4817 | 401875.7995 | 368399.7637 | 376808.0711 | 357831.6072 | 308106.4914 | 282439.853 | 216324.193 | 154760.48 | 146590.591 | 135203.593 | 121880.837 | 114239.853 | 104480.836 | 78048.4125 | 54965.4835 | 40044.39
QLD1 | Brown Coal | 0 | 0 | 0 | 0 | 0 | 0 | 0 | 0 | 0 | 0 | 0 | 0 | 0 | 0 | 0 | 0 | 0 | 0 | 0 | 0 | 0 | 0 | 0 | 0 | 0
QLD1 | CCGT | 76157.0794 | 71531.3104 | 67597.6503 | 70258.276 | 66692.5178 | 63150.4224 | 63237.1148 | 59330.652 | 55097.048 | 52131.4102 | 48065.807 | 54377.5781 | 55634.8015 | 44096.3615 | 75437.3033 | 55485.2795 | 68040.5758 | 71318.5584 | 57377.9759 | 59561.1532 | 56330.9168 | 67331.8781 | 62570.1382 | 55826.5006 | 24046.6258
QLD1 | Gas - Steam | 0 | 0 | 0 | 0 | 0 | 0 | 0 | 0 | 0 | 0 | 0 | 0 | 0 | 0 | 0 | 0 | 0 | 0 | 0 | 0 | 0 | 0 | 0 | 0 | 0
QLD1 | OCGT / Diesel | 38.2398 | 0.10204 | 240.0663 | 541.9667 | 1386.2213 | 1100.9291 | 698.3018 | 1620.8722 | 705.6345 | 506.1773 | 566.5698 | 1589.7381 | 1027.9551 | 340.9622 | 3590.2455 | 5936.0172 | 17011.4269 | 7843.6263 | 13821.7699 | 17072.9591 | 14856.3048 | 40701.7691 | 35370.0763 | 41072.4134 | 38762.4233
QLD1 | Hydro | 0 | 0 | 0 | 0 | 0 | 0 | 0 | 0 | 0 | 0 | 0 | 0 | 0 | 0 | 0 | 0 | 0 | 0 | 0 | 0 | 0 | 0 | 0 | 0 | 0
QLD1 | Wind | 0 | 0 | 0 | 0 | 0 | 0 | 0 | 0 | 0 | 0 | 0 | 0 | 0 | 0 | 0 | 0 | 0 | 0 | 0 | 0 | 0 | 0 | 0 | 0 | 0
QLD1 | Solar PV | 0 | 0 | 0 | 0 | 0 | 0 | 0 | 0 | 0 | 0 | 0 | 0 | 0 | 0 | 0 | 0 | 0 | 0 | 0 | 0 | 0 | 0 | 0 | 0 | 0
QLD1 | LS Battery | 0 | 0 | 0 | 0 | 0 | 0 | 0 | 0 | 0 | 0 | 0 | 0 | 0 | 0 | 0 | 0 | 0 | 0 | 0 | 0 | 0 | 0 | 0 | 0 | 0
QLD1 | Pumped Hydro | 0 | 0 | 0 | 0 | 0 | 0 | 0 | 0 | 0 | 0 | 0 | 0 | 0 | 0 | 0 | 0 | 0 | 0 | 0 | 0 | 0 | 0 | 0 | 0 | 0
QLD1 | VPP | 0 | 0 | 0 | 0 | 0 | 0 | 0 | 0 | 0 | 0 | 0 | 0 | 0 | 0 | 0 | 0 | 0 | 0 | 0 | 0 | 0 | 0 | 0 | 0 | 0
Total excluding storage |  | 953255.6782 | 788279.4024 | 792970.7436 | 770587.2197 | 660483.0755 | 608203.461 | 551462.5397 | 528081.961 | 491361.1642 | 454513.387 | 417032.1406 | 432775.3874 | 414494.3638 | 352543.815 | 361467.4018 | 277745.4897 | 239812.4828 | 225752.7757 | 206403.3388 | 198514.9493 | 185427.0746 | 212514.4833 | 175988.627 | 151864.3975 | 102853.4391
Region | Technology | 2021-22 | 2022-23 | 2023-24 | 2024-25 | 2025-26 | 2026-27 | 2027-28 | 2028-29 | 2029-30 | 2030-31 | 2031-32 | 2032-33 | 2033-34 | 2034-35 | 2035-36 | 2036-37 | 2037-38 | 2038-39 | 2039-40 | 2040-41 | 2041-42 | 2042-43 | 2043-44 | 2044-45 | 2045-46
VIC1 | Black Coal | 0 | 0 | 0 | 0 | 0 | 0 | 0 | 0 | 0 | 0 | 0 | 0 | 0 | 0 | 0 | 0 | 0 | 0 | 0 | 0 | 0 | 0 | 0 | 0 | 0
VIC1 | Brown Coal | 229881.084 | 186337.25 | 195428.846 | 138239.2369 | 120233.7952 | 108545.3388 | 93536.3987 | 89613.78 | 79287.411 | 80874.198 | 79242.114 | 75543.892 | 72697.284 | 66647.8585 | 60604.9145 | 57771.3175 | 51795.7735 | 47895.9438 | 43613.12 | 39411.0125 | 39223.7998 | 37951.3782 | 31637.5168 | 28266.4523 | 27624.427
VIC1 | CCGT | 0 | 0.04323 | 0.043055 | 0.050195 | 0.049951 | 0.052971 | 0.051839 | 0.051812 | 0.05861 | 0.063416 | 0.059552 | 0.060372 | 0.066774 | 0.063204 | 0.061455 | 0.057165 | 0.070521 | 0.068173 | 0.086044 | 0.078055 | 0.076826 | 0.08092 | 0.084224 | 0.077138 | 0.072822
VIC1 | Gas - Steam | 1282.9829 | 1192.6551 | 1462.7935 | 869.0082 | 1359.9779 | 4005.807 | 4821.506 | 8551.779 | 10623.28 | 7899.2015 | 1240.3562 | 1456.573 | 929.2439 | 2493.1222 | 4622.5135 | 3597.18 | 7429.6585 | 5674.689 | 0 | 0 | 0 | 0 | 0 | 0 | 0
VIC1 | OCGT / Diesel | 670.4006 | 2015.0162 | 1149.7528 | 996.5516 | 882.7261 | 3525.4365 | 3001.3981 | 4225.4504 | 6773.725 | 4263.2644 | 1285.4821 | 1264.946 | 570.4986 | 797.4655 | 4924.5328 | 2471.5442 | 7951.0285 | 2831.8526 | 7973.6218 | 11205.9161 | 12179.43 | 7765.0729 | 20621.0751 | 10603.9273 | 5901.5668
VIC1 | Hydro | 0 | 0 | 0 | 0 | 0 | 0 | 0 | 0 | 0 | 0 | 0 | 0 | 0 | 0 | 0 | 0 | 0 | 0 | 0 | 0 | 0 | 0 | 0 | 0 | 0
VIC1 | Wind | 0 | 0 | 0 | 0 | 0 | 0 | 0 | 0 | 0 | 0 | 0 | 0 | 0 | 0 | 0 | 0 | 0 | 0 | 0 | 0 | 0 | 0 | 0 | 0 | 0
VIC1 | Solar PV | 0 | 0 | 0 | 0 | 0 | 0 | 0 | 0 | 0 | 0 | 0 | 0 | 0 | 0 | 0 | 0 | 0 | 0 | 0 | 0 | 0 | 0 | 0 | 0 | 0
VIC1 | LS Battery | 0 | 0 | 0 | 0 | 0 | 0 | 0 | 0 | 0 | 0 | 0 | 0 | 0 | 0 | 0 | 0 | 0 | 0 | 0 | 0 | 0 | 0 | 0 | 0 | 0
VIC1 | Pumped Hydro | 0 | 0 | 0 | 0 | 0 | 0 | 0 | 0 | 0 | 0 | 0 | 0 | 0 | 0 | 0 | 0 | 0 | 0 | 0 | 0 | 0 | 0 | 0 | 0 | 0
VIC1 | VPP | 0 | 0 | 0 | 0 | 0 | 0 | 0 | 0 | 0 | 0 | 0 | 0 | 0 | 0 | 0 | 0 | 0 | 0 | 0 | 0 | 0 | 0 | 0 | 0 | 0
Total excluding storage |  | 231834.4675 | 189544.9645 | 198041.4353 | 140104.8469 | 122476.5492 | 116076.6353 | 101359.3547 | 102391.0612 | 96684.4746 | 93036.7273 | 81768.0119 | 78265.4714 | 74197.0933 | 69938.5094 | 70152.0223 | 63840.0988 | 67176.531 | 56402.5536 | 51586.8278 | 50617.0067 | 51403.3066 | 45716.532 | 52258.6761 | 38870.4567 | 33526.0666
Region | Technology | 2021-22 | 2022-23 | 2023-24 | 2024-25 | 2025-26 | 2026-27 | 2027-28 | 2028-29 | 2029-30 | 2030-31 | 2031-32 | 2032-33 | 2033-34 | 2034-35 | 2035-36 | 2036-37 | 2037-38 | 2038-39 | 2039-40 | 2040-41 | 2041-42 | 2042-43 | 2043-44 | 2044-45 | 2045-46
SA1 | Black Coal | 0 | 0 | 0 | 0 | 0 | 0 | 0 | 0 | 0 | 0 | 0 | 0 | 0 | 0 | 0 | 0 | 0 | 0 | 0 | 0 | 0 | 0 | 0 | 0 | 0
SA1 | Brown Coal | 0 | 0 | 0 | 0 | 0 | 0 | 0 | 0 | 0 | 0 | 0 | 0 | 0 | 0 | 0 | 0 | 0 | 0 | 0 | 0 | 0 | 0 | 0 | 0 | 0
SA1 | CCGT | 80733.112 | 72082.4689 | 37421.4696 | 25736.735 | 25609.2654 | 25422.3224 | 24495.4068 | 24131.7284 | 33708.7588 | 28983.1816 | 22307.9609 | 22019.1203 | 21548.2299 | 32097.3521 | 27972.6697 | 16229.4457 | 0.088851 | 0.084748 | 0.082643 | 0.07554 | 0.074257 | 0.07495 | 0.082942 | 0.076101 | 0.071563
SA1 | Gas - Steam | 66390.9322 | 65186.108 | 65333.528 | 6983.0145 | 6887.9155 | 6825.326 | 6613.253 | 8375.4895 | 7301.665 | 6144.915 | 5982.6595 | 5558.4715 | 5267.7725 | 4907.955 | 0 | 0 | 0 | 0 | 0 | 0 | 0 | 0 | 0 | 0 | 0
SA1 | OCGT / Diesel | 3236.5973 | 2171.6483 | 6425.1381 | 556.746 | 2626.1256 | 4028.8345 | 3988.494 | 5523.7092 | 6882.8316 | 4840.4361 | 792.7249 | 2298.382 | 1022.9683 | 3564.3647 | 6110.2443 | 4154.6772 | 13174.3509 | 12322.5195 | 16211.9227 | 17009.8805 | 20005.6011 | 17701.2848 | 23226.6829 | 13049.1393 | 7748.311
SA1 | Hydro | 0 | 0 | 0 | 0 | 0 | 0 | 0 | 0 | 0 | 0 | 0 | 0 | 0 | 0 | 0 | 0 | 0 | 0 | 0 | 0 | 0 | 0 | 0 | 0 | 0
SA1 | Wind | 0 | 0 | 0 | 0 | 0 | 0 | 0 | 0 | 0 | 0 | 0 | 0 | 0 | 0 | 0 | 0 | 0 | 0 | 0 | 0 | 0 | 0 | 0 | 0 | 0
SA1 | Solar PV | 0 | 0 | 0 | 0 | 0 | 0 | 0 | 0 | 0 | 0 | 0 | 0 | 0 | 0 | 0 | 0 | 0 | 0 | 0 | 0 | 0 | 0 | 0 | 0 | 0
SA1 | LS Battery | 0 | 0 | 0 | 0 | 0 | 0 | 0 | 0 | 0 | 0 | 0 | 0 | 0 | 0 | 0 | 0 | 0 | 0 | 0 | 0 | 0 | 0 | 0 | 0 | 0
SA1 | Pumped Hydro | 0 | 0 | 0 | 0 | 0 | 0 | 0 | 0 | 0 | 0 | 0 | 0 | 0 | 0 | 0 | 0 | 0 | 0 | 0 | 0 | 0 | 0 | 0 | 0 | 0
SA1 | VPP | 0 | 0 | 0 | 0 | 0 | 0 | 0 | 0 | 0 | 0 | 0 | 0 | 0 | 0 | 0 | 0 | 0 | 0 | 0 | 0 | 0 | 0 | 0 | 0 | 0
Total excluding storage |  | 150360.6415 | 139440.2252 | 109180.1357 | 33276.4955 | 35123.3065 | 36276.483 | 35097.1538 | 38030.9271 | 47893.2554 | 39968.5326 | 29083.3453 | 29875.9738 | 27838.9707 | 40569.6718 | 34082.914 | 20384.1229 | 13174.4397 | 12322.6043 | 16212.0053 | 17009.956 | 20005.6754 | 17701.3598 | 23226.7659 | 13049.2154 | 7748.3825
Region | Technology | 2021-22 | 2022-23 | 2023-24 | 2024-25 | 2025-26 | 2026-27 | 2027-28 | 2028-29 | 2029-30 | 2030-31 | 2031-32 | 2032-33 | 2033-34 | 2034-35 | 2035-36 | 2036-37 | 2037-38 | 2038-39 | 2039-40 | 2040-41 | 2041-42 | 2042-43 | 2043-44 | 2044-45 | 2045-46
TAS1 | Black Coal | 0 | 0 | 0 | 0 | 0 | 0 | 0 | 0 | 0 | 0 | 0 | 0 | 0 | 0 | 0 | 0 | 0 | 0 | 0 | 0 | 0 | 0 | 0 | 0 | 0
TAS1 | Brown Coal | 0 | 0 | 0 | 0 | 0 | 0 | 0 | 0 | 0 | 0 | 0 | 0 | 0 | 0 | 0 | 0 | 0 | 0 | 0 | 0 | 0 | 0 | 0 | 0 | 0
TAS1 | CCGT | 0 | 0.036113 | 0.044972 | 0.047722 | 0.045887 | 0.046449 | 0.046835 | 0.045787 | 0.0469 | 0.049095 | 0.046782 | 0.055283 | 0.052464 | 0.048884 | 0.050277 | 0.047047 | 0.051433 | 0.052212 | 0.056183 | 0.048867 | 0.05432 | 0.051535 | 0.047388 | 0.048792 | 0.046513
TAS1 | Gas - Steam | 0 | 0 | 0 | 0 | 0 | 0 | 0 | 0 | 0 | 0 | 0 | 0 | 0 | 0 | 0 | 0 | 0 | 0 | 0 | 0 | 0 | 0 | 0 | 0 | 0
TAS1 | OCGT / Diesel | 0.053903 | 0.045622 | 50.796 | 0.05712 | 16.2529 | 37.9623 | 6.733 | 0.052296 | 68.4505 | 0.055486 | 5.5924 | 51.7714 | 0.056983 | 56.7053 | 141.4464 | 0.053069 | 241.501 | 17.3024 | 91.7 | 35.8984 | 84.4002 | 26.07 | 50.9147 | 217.4753 | 123.9116
TAS1 | Hydro | 0 | 0 | 0 | 0 | 0 | 0 | 0 | 0 | 0 | 0 | 0 | 0 | 0 | 0 | 0 | 0 | 0 | 0 | 0 | 0 | 0 | 0 | 0 | 0 | 0
TAS1 | Wind | 0 | 0 | 0 | 0 | 0 | 0 | 0 | 0 | 0 | 0 | 0 | 0 | 0 | 0 | 0 | 0 | 0 | 0 | 0 | 0 | 0 | 0 | 0 | 0 | 0
TAS1 | Solar PV | 0 | 0 | 0 | 0 | 0 | 0 | 0 | 0 | 0 | 0 | 0 | 0 | 0 | 0 | 0 | 0 | 0 | 0 | 0 | 0 | 0 | 0 | 0 | 0 | 0
TAS1 | LS Battery | 0 | 0 | 0 | 0 | 0 | 0 | 0 | 0 | 0 | 0 | 0 | 0 | 0 | 0 | 0 | 0 | 0 | 0 | 0 | 0 | 0 | 0 | 0 | 0 | 0
TAS1 | Pumped Hydro | 0 | 0 | 0 | 0 | 0 | 0 | 0 | 0 | 0 | 0 | 0 | 0 | 0 | 0 | 0 | 0 | 0 | 0 | 0 | 0 | 0 | 0 | 0 | 0 | 0
TAS1 | VPP | 0 | 0 | 0 | 0 | 0 | 0 | 0 | 0 | 0 | 0 | 0 | 0 | 0 | 0 | 0 | 0 | 0 | 0 | 0 | 0 | 0 | 0 | 0 | 0 | 0
Total excluding storage |  | 0.053903 | 0.081735 | 50.841 | 0.10484 | 16.2988 | 38.0088 | 6.7798 | 0.098083 | 68.4974 | 0.10458 | 5.6391 | 51.8267 | 0.10945 | 56.7542 | 141.4967 | 0.10012 | 241.5524 | 17.3547 | 91.7562 | 35.9473 | 84.4545 | 26.1215 | 50.9621 | 217.5241 | 123.9581

## BaseCase_Build Cost
New generation build cost (CAPEX) by technology ($000s) - Base Case, Fast Change Scenario
CAPEX (Install) | Real June 2019 dollars discounted to June 2021. The total capital costs are annualised for modelling purposes.
Explicitly modelled generation
Region | Technology | 2021-22 | 2022-23 | 2023-24 | 2024-25 | 2025-26 | 2026-27 | 2027-28 | 2028-29 | 2029-30 | 2030-31 | 2031-32 | 2032-33 | 2033-34 | 2034-35 | 2035-36 | 2036-37 | 2037-38 | 2038-39 | 2039-40 | 2040-41 | 2041-42 | 2042-43 | 2043-44 | 2044-45 | 2045-46
NEM | Black Coal | 0 | 0 | 0 | 0 | 0 | 0 | 0 | 0 | 0 | 0 | 0 | 0 | 0 | 0 | 0 | 0 | 0 | 0 | 0 | 0 | 0 | 0 | 0 | 0 | 0
NEM | Brown Coal | 0 | 0 | 0 | 0 | 0 | 0 | 0 | 0 | 0 | 0 | 0 | 0 | 0 | 0 | 0 | 0 | 0 | 0 | 0 | 0 | 0 | 0 | 0 | 0 | 0
NEM | CCGT | 0 | 0.9853 | 0.22349 | 0.11409 | 0.018538 | 0.041461 | 0.015184 | 0.043646 | 0.052866 | 0.031406 | 0.0010019 | 0.091226 | 0.055666 | 0.035818 | 0.13163 | 0.012319 | 0.32232 | 0.00738 | 0.044476 | 0.0001518 | 0.0096019 | 0.028609 | 0.015791 | 0.0041086 | 0.00032766
NEM | Gas - Steam | 0 | 0 | 0 | 0 | 0 | 0 | 0 | 0 | 0 | 0 | 0 | 0 | 0 | 0 | 0 | 0 | 0 | 0 | 0 | 0 | 0 | 0 | 0 | 0 | 0
NEM | OCGT / Diesel | 1.3699 | 0.14795 | 0.70275 | 0.15327 | 0.08477 | 0.21083 | 0.025037 | 0.034839 | 0.033836 | 0.11319 | 0.021733 | 0.040825 | 0.025073 | 0.23115 | 1.9047 | 501751.9046 | 362658.7595 | 0.002223 | 0.083297 | 0.0025579 | 0.010782 | 0.010139 | 0.031673 | 40121.4648 | 1556.7232
NEM | Hydro | 0 | 0 | 0 | 0 | 0 | 0 | 0 | 0 | 0 | 0 | 0 | 0 | 0 | 0 | 0 | 0 | 0 | 0 | 0 | 0 | 0 | 0 | 0 | 0 | 0
NEM | Wind | 0 | 30.1856 | 1234635.9975 | 1270787.3584 | 464483.854 | 539134.3506 | 483426.6007 | 1698284.7251 | 1553790.1014 | 146960.3687 | 458879.0863 | 1190422.1349 | 290766.8093 | 805454.0228 | 1636680.0143 | 1114143.9215 | 1907109.5321 | 204032.1531 | 149073.6613 | 0.077571 | 348661.9837 | 387190.7642 | 24680.7533 | 19219.7391 | 42543.6098
NEM | Solar PV | 3.1807 | 1190274.6283 | 126082.3085 | 0.18373 | 796491.1434 | 517438.69 | 297268.7399 | 0.59723 | 2476220.3811 | 1.5771 | 13.3005 | 89437.3423 | 78009.6639 | 0.065446 | 190478.5549 | 55856.2601 | 354899.6247 | 162397.0877 | 0.38958 | 46606.4003 | 108969.1479 | 289625.3572 | 32968.364 | 0.010818 | 0.034709
NEM | LS Battery | 6.9541 | 0.13318 | 0.4132 | 0 | 0.88468 | 4.1768 | 1.4119 | 287994.5361 | 0.00037719 | 896027.0079 | 61754.5301 | 425156.8048 | 26826.8924 | 96647.2699 | 90548.958 | 5.3587e-05 | 78201.0732 | 0.00011016 | 0.84593 | 0.0038619 | 54932.0844 | 44172.5149 | 0.080137 | 0.040969 | 0.02528
NEM | Pumped Hydro | 0 | 0 | 0 | 11.6018 | 2.2828 | 2.1138 | 0.31144 | 0.53475 | 3002744.3671 | 0.7617 | 0.20257 | 0.53389 | 0.04401 | 0.84698 | 166543.6094 | 9.3348 | 345865.4035 | 0.075503 | 48048.2433 | 0.010178 | 98672.0401 | 212793.3609 | 0.0095349 | 73844.8904 | 5046.9771
NEM | VPP | 0 | 0 | 0 | 0 | 0 | 0 | 0 | 0 | 0 | 0 | 0 | 0 | 0 | 0 | 0 | 0 | 0 | 0 | 0 | 0 | 0 | 0 | 0 | 0 | 0
Total excluding storage |  | 4.5506 | 1190305.9472 | 1360719.2323 | 1270787.8095 | 1260975.1008 | 1056573.2929 | 780695.3809 | 1698285.4008 | 4030010.5692 | 146962.0905 | 458892.4095 | 1279859.6093 | 368776.554 | 805454.3552 | 1827160.6056 | 1671752.0985 | 2624668.2386 | 366429.2504 | 149074.1787 | 46606.4805 | 457631.152 | 676816.1601 | 57649.1648 | 59341.2188 | 44100.368
Region | Technology | 2021-22 | 2022-23 | 2023-24 | 2024-25 | 2025-26 | 2026-27 | 2027-28 | 2028-29 | 2029-30 | 2030-31 | 2031-32 | 2032-33 | 2033-34 | 2034-35 | 2035-36 | 2036-37 | 2037-38 | 2038-39 | 2039-40 | 2040-41 | 2041-42 | 2042-43 | 2043-44 | 2044-45 | 2045-46
NSW1 | Black Coal | 0 | 0 | 0 | 0 | 0 | 0 | 0 | 0 | 0 | 0 | 0 | 0 | 0 | 0 | 0 | 0 | 0 | 0 | 0 | 0 | 0 | 0 | 0 | 0 | 0
NSW1 | Brown Coal | 0 | 0 | 0 | 0 | 0 | 0 | 0 | 0 | 0 | 0 | 0 | 0 | 0 | 0 | 0 | 0 | 0 | 0 | 0 | 0 | 0 | 0 | 0 | 0 | 0
NSW1 | CCGT | 0 | 0.20627 | 0.11612 | 0.000247 | 0 | 0 | 0 | 0.00011959 | 0.00028918 | 0 | 9.2468e-05 | 0.030955 | 0.0010038 | 0.00072444 | 0.077076 | 0.00426 | 0.13358 | 0 | 0 | 2.5965e-05 | 7.2872e-05 | 0.0078578 | 3.7669e-05 | 1.1343e-05 | 1.7361e-05
NSW1 | Gas - Steam | 0 | 0 | 0 | 0 | 0 | 0 | 0 | 0 | 0 | 0 | 0 | 0 | 0 | 0 | 0 | 0 | 0 | 0 | 0 | 0 | 0 | 0 | 0 | 0 | 0
NSW1 | OCGT / Diesel | 0.45071 | 0.018699 | 0.63797 | 0.0022088 | 0.01898 | 0.0058922 | 0.0083213 | 0.010313 | 0.0099489 | 0.01084 | 0.0080035 | 0.012907 | 0.0067671 | 0.0087137 | 1.8183 | 501751.4326 | 362657.9473 | 0.00056283 | 0.031619 | 0.00061693 | 0.00059793 | 0.0062366 | 0.0073506 | 0.09226 | 0.013726
NSW1 | Hydro | 0 | 0 | 0 | 0 | 0 | 0 | 0 | 0 | 0 | 0 | 0 | 0 | 0 | 0 | 0 | 0 | 0 | 0 | 0 | 0 | 0 | 0 | 0 | 0 | 0
NSW1 | Wind | 0 | 11.2049 | 1234631.0969 | 1266870.2786 | 0.014597 | 259665.3457 | 483426.4419 | 828754.9479 | 1318199.421 | 0.0038992 | 0.0025918 | 0.041567 | 0.009763 | 0.088089 | 958906.3389 | 0.060848 | 423355.0758 | 0.57513 | 1.0051 | 0.034108 | 179074.1854 | 18635.585 | 0.0024754 | 0.0064942 | 0.0084792
NSW1 | Solar PV | 0.70626 | 1190273.398 | 126082.2957 | 0.13115 | 796489.3854 | 517437.6315 | 297268.3474 | 0.0189 | 2476219.9834 | 0.0092413 | 0.0070066 | 0.049721 | 0.0082941 | 0.0022764 | 0.12562 | 0.099061 | 322487.4605 | 0.010968 | 0.0063557 | 28539.5397 | 0.098978 | 136849.4124 | 0.012001 | 0.0015319 | 0.0049606
NSW1 | LS Battery | 3.8438 | 0.12876 | 0.4132 | 0 | 0.83797 | 1.5246 | 0.7429 | 0.72825 | 8.0766e-05 | 725511.7319 | 0.01665 | 399389.259 | 0.00060426 | 0.00011965 | 85764.6867 | 0 | 0 | 7.3884e-05 | 0.84579 | 0.0021052 | 54931.9346 | 44172.5071 | 0.018941 | 0.036033 | 0.022913
NSW1 | Pumped Hydro | 0 | 0 | 0 | 6.6195 | 1.8452 | 0.22782 | 0.14716 | 0.096328 | 3002743.6513 | 0.0023114 | 0.0019977 | 0.0049268 | 0.0022388 | 0.002465 | 166539.0738 | 0.057681 | 30378.4518 | 0.001794 | 0.0017391 | 0.0013928 | 0.077581 | 0.0021396 | 0.00057985 | 0.00054889 | 0.00027896
NSW1 | VPP | 0 | 0 | 0 | 0 | 0 | 0 | 0 | 0 | 0 | 0 | 0 | 0 | 0 | 0 | 0 | 0 | 0 | 0 | 0 | 0 | 0 | 0 | 0 | 0 | 0
Total excluding storage |  | 1.157 | 1190284.8278 | 1360714.1468 | 1266870.4122 | 796489.419 | 777102.9831 | 780694.7977 | 828754.9772 | 3794419.4146 | 0.023981 | 0.017694 | 0.13515 | 0.025828 | 0.099804 | 958908.3599 | 501751.5968 | 1108500.6172 | 0.58666 | 1.0431 | 28539.5744 | 179074.2851 | 155485.0115 | 0.021865 | 0.1003 | 0.027183
Region | Technology | 2021-22 | 2022-23 | 2023-24 | 2024-25 | 2025-26 | 2026-27 | 2027-28 | 2028-29 | 2029-30 | 2030-31 | 2031-32 | 2032-33 | 2033-34 | 2034-35 | 2035-36 | 2036-37 | 2037-38 | 2038-39 | 2039-40 | 2040-41 | 2041-42 | 2042-43 | 2043-44 | 2044-45 | 2045-46
QLD1 | Black Coal | 0 | 0 | 0 | 0 | 0 | 0 | 0 | 0 | 0 | 0 | 0 | 0 | 0 | 0 | 0 | 0 | 0 | 0 | 0 | 0 | 0 | 0 | 0 | 0 | 0
QLD1 | Brown Coal | 0 | 0 | 0 | 0 | 0 | 0 | 0 | 0 | 0 | 0 | 0 | 0 | 0 | 0 | 0 | 0 | 0 | 0 | 0 | 0 | 0 | 0 | 0 | 0 | 0
QLD1 | CCGT | 0 | 0.19443 | 0.0092989 | 0.038995 | 0.014291 | 0.018589 | 0.00023166 | 0.025638 | 0.00011523 | 0 | 0.00064998 | 0.0022569 | 0.013903 | 0.025365 | 0.024609 | 0.006725 | 0.072707 | 0 | 0 | 2.7169e-05 | 8.502e-05 | 0.00716 | 1.5306e-05 | 0.00021075 | 7.6968e-05
QLD1 | Gas - Steam | 0 | 0 | 0 | 0 | 0 | 0 | 0 | 0 | 0 | 0 | 0 | 0 | 0 | 0 | 0 | 0 | 0 | 0 | 0 | 0 | 0 | 0 | 0 | 0 | 0
QLD1 | OCGT / Diesel | 0.22517 | 0.0099663 | 0.012273 | 0.12929 | 0.049719 | 0.13722 | 0.00060014 | 0.0019769 | 0.00033383 | 0.00011879 | 0.00012124 | 0.0002514 | 0.0002884 | 0.20431 | 0.036252 | 0.44301 | 0.53441 | 9.7486e-05 | 9.973e-05 | 7.4983e-05 | 7.5968e-05 | 8.9455e-05 | 5.4956e-05 | 3.5823e-05 | 2.6739e-05
QLD1 | Hydro | 0 | 0 | 0 | 0 | 0 | 0 | 0 | 0 | 0 | 0 | 0 | 0 | 0 | 0 | 0 | 0 | 0 | 0 | 0 | 0 | 0 | 0 | 0 | 0 | 0
QLD1 | Wind | 0 | 7.0983 | 0.32564 | 0.84048 | 464483.5567 | 271542.8998 | 0.019383 | 845700.6902 | 0.24037 | 0.028676 | 458879.0439 | 392462.0182 | 0.021058 | 805451.8274 | 403058.1777 | 983979.9001 | 1021699.5489 | 0.002014 | 0.0011389 | 0.0017768 | 0.016923 | 174631.5864 | 0.17323 | 19219.5047 | 35925.1395
QLD1 | Solar PV | 1.0525 | 0.51463 | 0.0012824 | 0 | 0.78134 | 0.5268 | 0.09468 | 0.45369 | 0.045209 | 0.21491 | 11.9858 | 89431.3125 | 77999.2174 | 0.0026087 | 140244.0989 | 0.033982 | 17486.7934 | 0.0014749 | 0.00069974 | 0.037315 | 44276.7534 | 145005.8802 | 0.00271 | 0.0015357 | 0.0013953
QLD1 | LS Battery | 0.76484 | 0.00030525 | 0 | 0 | 0.046562 | 1.3353 | 0.013118 | 287993.4689 | 0 | 0.084265 | 61754.1314 | 0.017813 | 26826.8914 | 96647.2696 | 0.00010838 | 0 | 0 | 0 | 0 | 7.1756e-05 | 0.0077464 | 0.0036477 | 7.6934e-05 | 0.0016994 | 0.00058958
QLD1 | Pumped Hydro | 0 | 0 | 0 | 1.3962 | 0.23671 | 0.81923 | 0.0050368 | 0.23953 | 0.0018079 | 0.00047399 | 0.0014878 | 0.0059101 | 0.0051107 | 0.80791 | 4.1124 | 9.1119 | 315484.4253 | 0.00058398 | 0.0007397 | 0.0007314 | 98670.7409 | 164017.7862 | 0.00026808 | 27008.9877 | 0.0056863
QLD1 | VPP | 0 | 0 | 0 | 0 | 0 | 0 | 0 | 0 | 0 | 0 | 0 | 0 | 0 | 0 | 0 | 0 | 0 | 0 | 0 | 0 | 0 | 0 | 0 | 0 | 0
Total excluding storage |  | 1.2777 | 7.8173 | 0.3485 | 1.0088 | 464484.402 | 271543.5824 | 0.11489 | 845701.1715 | 0.28603 | 0.2437 | 458891.0304 | 481893.3332 | 77999.2527 | 805452.0596 | 543302.3375 | 983980.3838 | 1039186.9494 | 0.0035864 | 0.0019384 | 0.039194 | 44276.7705 | 319637.4739 | 0.17601 | 19219.5065 | 35925.141
Region | Technology | 2021-22 | 2022-23 | 2023-24 | 2024-25 | 2025-26 | 2026-27 | 2027-28 | 2028-29 | 2029-30 | 2030-31 | 2031-32 | 2032-33 | 2033-34 | 2034-35 | 2035-36 | 2036-37 | 2037-38 | 2038-39 | 2039-40 | 2040-41 | 2041-42 | 2042-43 | 2043-44 | 2044-45 | 2045-46
VIC1 | Black Coal | 0 | 0 | 0 | 0 | 0 | 0 | 0 | 0 | 0 | 0 | 0 | 0 | 0 | 0 | 0 | 0 | 0 | 0 | 0 | 0 | 0 | 0 | 0 | 0 | 0
VIC1 | Brown Coal | 0 | 0 | 0 | 0 | 0 | 0 | 0 | 0 | 0 | 0 | 0 | 0 | 0 | 0 | 0 | 0 | 0 | 0 | 0 | 0 | 0 | 0 | 0 | 0 | 0
VIC1 | CCGT | 0 | 0.22481 | 0.00077632 | 0.048004 | 0.00017608 | 0.019681 | 0.00063481 | 0.0008331 | 0.02661 | 0.022606 | 0 | 0.0039728 | 0.030727 | 0.00023525 | 0.0035122 | 0.00029116 | 0.032625 | 0.0011081 | 0.035847 | 5.671e-05 | 0.00070671 | 0.0089219 | 0.0065382 | 0.00061594 | 0.00014472
VIC1 | Gas - Steam | 0 | 0 | 0 | 0 | 0 | 0 | 0 | 0 | 0 | 0 | 0 | 0 | 0 | 0 | 0 | 0 | 0 | 0 | 0 | 0 | 0 | 0 | 0 | 0 | 0
VIC1 | OCGT / Diesel | 0.22583 | 0.10715 | 0.00068154 | 0.0058727 | 0.00057819 | 0.039794 | 0.00054309 | 0.00069158 | 0.00056348 | 0.083383 | 0.00040443 | 0.00055566 | 0.0027041 | 0.0004467 | 0.00054063 | 0.0010657 | 0.013208 | 0.00035379 | 0.042954 | 0.00031052 | 0.00034358 | 0.0029994 | 0.0062796 | 0.079635 | 0.022687
VIC1 | Hydro | 0 | 0 | 0 | 0 | 0 | 0 | 0 | 0 | 0 | 0 | 0 | 0 | 0 | 0 | 0 | 0 | 0 | 0 | 0 | 0 | 0 | 0 | 0 | 0 | 0
VIC1 | Wind | 0 | 3.7731 | 0.22172 | 1.0635 | 0.16032 | 0.83331 | 0.019296 | 1.037 | 1.9118 | 0.82229 | 0.0086368 | 18.1168 | 290766.6759 | 1.6869 | 126439.9381 | 0.39502 | 277830.5855 | 3120.5475 | 130751.4148 | 0.028539 | 139115.979 | 193923.3159 | 24680.4856 | 0.0037107 | 6551.111
VIC1 | Solar PV | 0.31897 | 0.16821 | 0.00022662 | 0.051883 | 0.26209 | 0.23037 | 0.017307 | 0.013956 | 0.067852 | 0.92013 | 0.10062 | 3.7866 | 9.9819 | 0.0012429 | 50218.7625 | 4540.7753 | 14925.3493 | 162397.0252 | 0.37421 | 5417.5278 | 41027.9791 | 7770.0398 | 16959.007 | 0.00051218 | 0.025482
VIC1 | LS Battery | 0.85704 | 0.00054065 | 0 | 0 | 0 | 0.83901 | 0.14341 | 0.012917 | 7.8132e-05 | 70586.628 | 0.00039636 | 7.5717e-05 | 0 | 0 | 0 | 0 | 0 | 0 | 0 | 7.7527e-05 | 0.0015857 | 0.000898 | 0.00027362 | 0.00056193 | 0.00042975
VIC1 | Pumped Hydro | 0 | 0 | 0 | 1.4969 | 0.010771 | 0.85659 | 0.01022 | 0.015934 | 0.40836 | 0.62869 | 0.00059183 | 0.0049083 | 0.0079774 | 0.0040265 | 0.014085 | 0.017443 | 0.38974 | 0.039094 | 48047.7071 | 0.0034151 | 0.076215 | 48775.5581 | 0.00077455 | 46835.8242 | 5046.9368
VIC1 | VPP | 0 | 0 | 0 | 0 | 0 | 0 | 0 | 0 | 0 | 0 | 0 | 0 | 0 | 0 | 0 | 0 | 0 | 0 | 0 | 0 | 0 | 0 | 0 | 0 | 0
Total excluding storage |  | 0.5448 | 4.2732 | 0.2234 | 1.1692 | 0.42316 | 1.1232 | 0.037781 | 1.0524 | 2.0068 | 1.8484 | 0.10966 | 21.9079 | 290776.6912 | 1.6889 | 176658.7046 | 4541.1716 | 292755.9806 | 165517.5742 | 130751.8678 | 5417.5567 | 180143.9592 | 201693.3676 | 41639.5054 | 0.084473 | 6551.1593
Region | Technology | 2021-22 | 2022-23 | 2023-24 | 2024-25 | 2025-26 | 2026-27 | 2027-28 | 2028-29 | 2029-30 | 2030-31 | 2031-32 | 2032-33 | 2033-34 | 2034-35 | 2035-36 | 2036-37 | 2037-38 | 2038-39 | 2039-40 | 2040-41 | 2041-42 | 2042-43 | 2043-44 | 2044-45 | 2045-46
SA1 | Black Coal | 0 | 0 | 0 | 0 | 0 | 0 | 0 | 0 | 0 | 0 | 0 | 0 | 0 | 0 | 0 | 0 | 0 | 0 | 0 | 0 | 0 | 0 | 0 | 0 | 0
SA1 | Brown Coal | 0 | 0 | 0 | 0 | 0 | 0 | 0 | 0 | 0 | 0 | 0 | 0 | 0 | 0 | 0 | 0 | 0 | 0 | 0 | 0 | 0 | 0 | 0 | 0 | 0
SA1 | CCGT | 0 | 0.17314 | 0.050192 | 0.0027545 | 0.0039271 | 0.00073803 | 0.0069694 | 0.015496 | 0.017205 | 0.0004715 | 0.00012305 | 0.024206 | 0.0077947 | 0.0089023 | 0.016271 | 0.00068482 | 0.069227 | 0 | 0.0002332 | 4.1953e-05 | 0.00066633 | 0.0044166 | 0.0090878 | 0.00057457 | 7.0382e-05
SA1 | Gas - Steam | 0 | 0 | 0 | 0 | 0 | 0 | 0 | 0 | 0 | 0 | 0 | 0 | 0 | 0 | 0 | 0 | 0 | 0 | 0 | 0 | 0 | 0 | 0 | 0 | 0
SA1 | OCGT / Diesel | 0.23572 | 0.0064039 | 0.036274 | 0.0013323 | 0.0070782 | 0.013017 | 0.0080384 | 0.012263 | 0.012538 | 0.0086633 | 0.0053309 | 0.014141 | 0.0077717 | 0.0096527 | 0.038845 | 0.023184 | 0.24789 | 0.00014658 | 0.00021414 | 0.00018062 | 0.00037617 | 0.00017152 | 0.0011192 | 40121.2771 | 1556.6867
SA1 | Hydro | 0 | 0 | 0 | 0 | 0 | 0 | 0 | 0 | 0 | 0 | 0 | 0 | 0 | 0 | 0 | 0 | 0 | 0 | 0 | 0 | 0 | 0 | 0 | 0 | 0
SA1 | Wind | 0 | 5.6674 | 1.4833 | 1.1252 | 0.11889 | 0.82064 | 0.10788 | 4.3742 | 4.9252 | 0.44732 | 0.019184 | 369097.1977 | 0.095161 | 0.24297 | 148275.2748 | 130163.4818 | 184218.4379 | 200910.3479 | 2966.0788 | 0.012121 | 1.4726 | 0.27467 | 0.091186 | 0.22328 | 0.095751
SA1 | Solar PV | 0.97045 | 0.48521 | 0.0028599 | 0.0006905 | 0.63236 | 0.17297 | 0.24646 | 0.10762 | 0.23952 | 0.38178 | 1.2051 | 2.159 | 0.4443 | 0.058959 | 15.5233 | 51315.349 | 0.016569 | 0.015936 | 0.0066161 | 12649.2953 | 23664.2991 | 0.021054 | 16009.3422 | 0.0011208 | 0.0020292
SA1 | LS Battery | 0.8008 | 0.0018073 | 0 | 0 | 0 | 0.29258 | 0.3586 | 0.23629 | 0.0001377 | 99927.4825 | 0.0017877 | 25767.5256 | 0.00027067 | 0.00020981 | 4784.2712 | 5.3587e-05 | 78201.0732 | 0 | 5.1348e-05 | 0.00036911 | 0.0024202 | 0.0020193 | 0.00027471 | 0.0013522 | 0.00076894
SA1 | Pumped Hydro | 0 | 0 | 0 | 1.189 | 0.11254 | 0.15156 | 0.10831 | 0.11594 | 0.21075 | 0.0024947 | 0.004011 | 0.1272 | 0.023099 | 0.025447 | 0.27942 | 0.12298 | 1.6595 | 0.0026184 | 0.0033362 | 0.0031363 | 0.026362 | 0.013045 | 0.0042508 | 0.075191 | 0.034041
SA1 | VPP | 0 | 0 | 0 | 0 | 0 | 0 | 0 | 0 | 0 | 0 | 0 | 0 | 0 | 0 | 0 | 0 | 0 | 0 | 0 | 0 | 0 | 0 | 0 | 0 | 0
Total excluding storage |  | 1.2062 | 6.3321 | 1.5726 | 1.13 | 0.76226 | 1.0074 | 0.36934 | 4.5096 | 5.1944 | 0.83823 | 1.2298 | 369099.395 | 0.55503 | 0.32048 | 148290.8532 | 181478.8547 | 184218.7716 | 200910.3639 | 2966.0859 | 12649.3076 | 23665.7728 | 0.30032 | 16009.4436 | 40121.5021 | 1556.7846
Region | Technology | 2021-22 | 2022-23 | 2023-24 | 2024-25 | 2025-26 | 2026-27 | 2027-28 | 2028-29 | 2029-30 | 2030-31 | 2031-32 | 2032-33 | 2033-34 | 2034-35 | 2035-36 | 2036-37 | 2037-38 | 2038-39 | 2039-40 | 2040-41 | 2041-42 | 2042-43 | 2043-44 | 2044-45 | 2045-46
TAS1 | Black Coal | 0 | 0 | 0 | 0 | 0 | 0 | 0 | 0 | 0 | 0 | 0 | 0 | 0 | 0 | 0 | 0 | 0 | 0 | 0 | 0 | 0 | 0 | 0 | 0 | 0
TAS1 | Brown Coal | 0 | 0 | 0 | 0 | 0 | 0 | 0 | 0 | 0 | 0 | 0 | 0 | 0 | 0 | 0 | 0 | 0 | 0 | 0 | 0 | 0 | 0 | 0 | 0 | 0
TAS1 | CCGT | 0 | 0.18665 | 0.047101 | 0.024092 | 0.00014477 | 0.002453 | 0.0073479 | 0.0015591 | 0.0086463 | 0.0083288 | 0.00013635 | 0.029837 | 0.0022364 | 0.00059084 | 0.01016 | 0.00035829 | 0.014186 | 0.0062719 | 0.0083959 | 0 | 0.008071 | 0.00025307 | 0.00011237 | 0.002696 | 1.8229e-05
TAS1 | Gas - Steam | 0 | 0 | 0 | 0 | 0 | 0 | 0 | 0 | 0 | 0 | 0 | 0 | 0 | 0 | 0 | 0 | 0 | 0 | 0 | 0 | 0 | 0 | 0 | 0 | 0
TAS1 | OCGT / Diesel | 0.23246 | 0.005731 | 0.01555 | 0.014569 | 0.0084147 | 0.014905 | 0.0075339 | 0.0095939 | 0.010452 | 0.010182 | 0.0078725 | 0.01297 | 0.0075414 | 0.0080302 | 0.010838 | 0.0047187 | 0.016679 | 0.0010623 | 0.0084104 | 0.0013748 | 0.0093882 | 0.00064239 | 0.016869 | 0.015784 | 4.0013e-05
TAS1 | Hydro | 0 | 0 | 0 | 0 | 0 | 0 | 0 | 0 | 0 | 0 | 0 | 0 | 0 | 0 | 0 | 0 | 0 | 0 | 0 | 0 | 0 | 0 | 0 | 0 | 0
TAS1 | Wind | 0 | 2.4419 | 2.8699 | 3914.0507 | 0.0035608 | 7924.4511 | 0.012216 | 23823.6759 | 235583.6031 | 146959.0665 | 0.011935 | 428844.7606 | 0.0074511 | 0.17745 | 0.28482 | 0.083722 | 5.884 | 0.68063 | 15355.1614 | 0.0010256 | 30470.3297 | 0.0021647 | 0.00077165 | 0.00092862 | 67.2551
TAS1 | Solar PV | 0.13246 | 0.062327 | 0.0083784 | 0 | 0.08225 | 0.12833 | 0.034099 | 0.0030697 | 0.045121 | 0.051081 | 0.0019826 | 0.034538 | 0.012021 | 0.00035895 | 0.044643 | 0.0027311 | 0.0049274 | 0.034148 | 0.001698 | 0.00014604 | 0.017297 | 0.0037608 | 7.2187e-05 | 0.0061172 | 0.00084125
TAS1 | LS Battery | 0.68762 | 0.0017675 | 0 | 0 | 0.0001502 | 0.18531 | 0.15383 | 0.089671 | 8.0588e-05 | 1.0812 | 0.37992 | 0.0022943 | 0.00010353 | 0 | 0 | 0 | 0 | 3.6275e-05 | 8.476e-05 | 0.0012383 | 0.1381 | 0.0012221 | 0.060571 | 0.0013227 | 0.00057878
TAS1 | Pumped Hydro | 0 | 0 | 0 | 0.90022 | 0.077543 | 0.058605 | 0.040718 | 0.067025 | 0.094876 | 0.12773 | 0.19448 | 0.39094 | 0.0055843 | 0.0071282 | 0.12971 | 0.024799 | 0.47716 | 0.031413 | 0.53041 | 0.0015024 | 1.1191 | 0.0013029 | 0.0036616 | 0.0027137 | 0.00027938
TAS1 | VPP | 0 | 0 | 0 | 0 | 0 | 0 | 0 | 0 | 0 | 0 | 0 | 0 | 0 | 0 | 0 | 0 | 0 | 0 | 0 | 0 | 0 | 0 | 0 | 0 | 0
Total excluding storage |  | 0.36492 | 2.6967 | 2.9409 | 3914.0893 | 0.094371 | 7924.5968 | 0.061197 | 23823.6901 | 235583.6673 | 146959.1361 | 0.021927 | 428844.8379 | 0.02925 | 0.18643 | 0.35047 | 0.09153 | 5.9198 | 0.72211 | 15355.18 | 0.0025464 | 30470.3645 | 0.006821 | 0.017825 | 0.025525 | 67.256

## BaseCase_REHAB Cost
Rehabilition cost by technology ($000s) - Base Case, Fast Change Scenario
REHAB | Real June 2019 dollars discounted to June 2021
Explicitly modelled generation
Region | Technology | 2021-22 | 2022-23 | 2023-24 | 2024-25 | 2025-26 | 2026-27 | 2027-28 | 2028-29 | 2029-30 | 2030-31 | 2031-32 | 2032-33 | 2033-34 | 2034-35 | 2035-36 | 2036-37 | 2037-38 | 2038-39 | 2039-40 | 2040-41 | 2041-42 | 2042-43 | 2043-44 | 2044-45 | 2045-46
NEM | Black Coal | 0 | 0 | 0 | 4722.2601 | 57021.4366 | 0.0064667 | 24429.4885 | 0 | 8721.8804 | 1814.4683 | 6918.1028 | 4.9632e-06 | 0 | 8.2199e-06 | 0 | 0 | 0 | 2.4258e-06 | 0 | 0 | 0 | 0 | 3.3685e-05 | 0.00035025 | 7.1132e-07
NEM | Brown Coal | 0 | 0 | 0 | 37275.7496 | 12690.2347 | 0.0035209 | 9773.8731 | 8062.1835 | 0 | 0 | 0 | 0 | 0 | 0 | 0 | 0 | 0 | 2620.8135 | 0 | 0 | 0 | 0 | 1.4745e-06 | 3.3495e-06 | 0.018583
NEM | CCGT | 0 | 0 | 0 | 0 | 0 | 0 | 0 | 0 | 0 | 0 | 0 | 0 | 0 | 0 | 0 | 0 | 0 | 0 | 0 | 0 | 0 | 0 | 0 | 0 | 0
NEM | Gas - Steam | 0 | 0 | 0 | 0 | 0 | 0 | 0 | 0 | 0 | 0 | 0 | 0 | 0 | 0 | 0 | 0 | 0 | 0 | 0 | 0 | 0 | 0 | 0 | 0 | 0
NEM | OCGT / Diesel | 0 | 0 | 0 | 0 | 0 | 0 | 0 | 0 | 0 | 0 | 0 | 0 | 0 | 0 | 0 | 0 | 0 | 0 | 0 | 0 | 0 | 0 | 0 | 0 | 0
NEM | Hydro | 0 | 0 | 0 | 0 | 0 | 0 | 0 | 0 | 0 | 0 | 0 | 0 | 0 | 0 | 0 | 0 | 0 | 0 | 0 | 0 | 0 | 0 | 0 | 0 | 0
NEM | Wind | 0 | 0 | 0 | 0 | 0 | 0 | 0 | 0 | 0 | 0 | 0 | 0 | 0 | 0 | 0 | 0 | 0 | 0 | 0 | 0 | 0 | 0 | 0 | 0 | 0
NEM | Solar PV | 0 | 0 | 0 | 0 | 0 | 0 | 0 | 0 | 0 | 0 | 0 | 0 | 0 | 0 | 0 | 0 | 0 | 0 | 0 | 0 | 0 | 0 | 0 | 0 | 0
NEM | LS Battery | 0 | 0 | 0 | 0 | 0 | 0 | 0 | 0 | 0 | 0 | 0 | 0 | 0 | 0 | 0 | 0 | 0 | 0 | 0 | 0 | 0 | 0 | 0 | 0 | 0
NEM | Pumped Hydro | 0 | 0 | 0 | 0 | 0 | 0 | 0 | 0 | 0 | 0 | 0 | 0 | 0 | 0 | 0 | 0 | 0 | 0 | 0 | 0 | 0 | 0 | 0 | 0 | 0
NEM | VPP | 0 | 0 | 0 | 0 | 0 | 0 | 0 | 0 | 0 | 0 | 0 | 0 | 0 | 0 | 0 | 0 | 0 | 0 | 0 | 0 | 0 | 0 | 0 | 0 | 0
Total excluding storage |  | 0 | 0 | 0 | 41998.0097 | 69711.6713 | 0.0099877 | 34203.3616 | 8062.1835 | 8721.8804 | 1814.4683 | 6918.1028 | 4.9632e-06 | 0 | 8.2199e-06 | 0 | 0 | 0 | 2620.8135 | 0 | 0 | 0 | 0 | 3.5159e-05 | 0.0003536 | 0.018584
Region | Technology | 2021-22 | 2022-23 | 2023-24 | 2024-25 | 2025-26 | 2026-27 | 2027-28 | 2028-29 | 2029-30 | 2030-31 | 2031-32 | 2032-33 | 2033-34 | 2034-35 | 2035-36 | 2036-37 | 2037-38 | 2038-39 | 2039-40 | 2040-41 | 2041-42 | 2042-43 | 2043-44 | 2044-45 | 2045-46
NSW1 | Black Coal | 0 | 0 | 0 | 8.7465e-05 | 0.046413 | 0.0010796 | 22479.7346 | 0 | 8721.8804 | 1814.4683 | 6918.1028 | 0 | 0 | 8.2199e-06 | 0 | 0 | 0 | 0 | 0 | 0 | 0 | 0 | 0 | 0 | 0
NSW1 | Brown Coal | 0 | 0 | 0 | 0 | 0 | 0 | 0 | 0 | 0 | 0 | 0 | 0 | 0 | 0 | 0 | 0 | 0 | 0 | 0 | 0 | 0 | 0 | 0 | 0 | 0
NSW1 | CCGT | 0 | 0 | 0 | 0 | 0 | 0 | 0 | 0 | 0 | 0 | 0 | 0 | 0 | 0 | 0 | 0 | 0 | 0 | 0 | 0 | 0 | 0 | 0 | 0 | 0
NSW1 | Gas - Steam | 0 | 0 | 0 | 0 | 0 | 0 | 0 | 0 | 0 | 0 | 0 | 0 | 0 | 0 | 0 | 0 | 0 | 0 | 0 | 0 | 0 | 0 | 0 | 0 | 0
NSW1 | OCGT / Diesel | 0 | 0 | 0 | 0 | 0 | 0 | 0 | 0 | 0 | 0 | 0 | 0 | 0 | 0 | 0 | 0 | 0 | 0 | 0 | 0 | 0 | 0 | 0 | 0 | 0
NSW1 | Hydro | 0 | 0 | 0 | 0 | 0 | 0 | 0 | 0 | 0 | 0 | 0 | 0 | 0 | 0 | 0 | 0 | 0 | 0 | 0 | 0 | 0 | 0 | 0 | 0 | 0
NSW1 | Wind | 0 | 0 | 0 | 0 | 0 | 0 | 0 | 0 | 0 | 0 | 0 | 0 | 0 | 0 | 0 | 0 | 0 | 0 | 0 | 0 | 0 | 0 | 0 | 0 | 0
NSW1 | Solar PV | 0 | 0 | 0 | 0 | 0 | 0 | 0 | 0 | 0 | 0 | 0 | 0 | 0 | 0 | 0 | 0 | 0 | 0 | 0 | 0 | 0 | 0 | 0 | 0 | 0
NSW1 | LS Battery | 0 | 0 | 0 | 0 | 0 | 0 | 0 | 0 | 0 | 0 | 0 | 0 | 0 | 0 | 0 | 0 | 0 | 0 | 0 | 0 | 0 | 0 | 0 | 0 | 0
NSW1 | Pumped Hydro | 0 | 0 | 0 | 0 | 0 | 0 | 0 | 0 | 0 | 0 | 0 | 0 | 0 | 0 | 0 | 0 | 0 | 0 | 0 | 0 | 0 | 0 | 0 | 0 | 0
NSW1 | VPP | 0 | 0 | 0 | 0 | 0 | 0 | 0 | 0 | 0 | 0 | 0 | 0 | 0 | 0 | 0 | 0 | 0 | 0 | 0 | 0 | 0 | 0 | 0 | 0 | 0
Total excluding storage |  | 0 | 0 | 0 | 8.7465e-05 | 0.046413 | 0.0010796 | 22479.7346 | 0 | 8721.8804 | 1814.4683 | 6918.1028 | 0 | 0 | 8.2199e-06 | 0 | 0 | 0 | 0 | 0 | 0 | 0 | 0 | 0 | 0 | 0
Region | Technology | 2021-22 | 2022-23 | 2023-24 | 2024-25 | 2025-26 | 2026-27 | 2027-28 | 2028-29 | 2029-30 | 2030-31 | 2031-32 | 2032-33 | 2033-34 | 2034-35 | 2035-36 | 2036-37 | 2037-38 | 2038-39 | 2039-40 | 2040-41 | 2041-42 | 2042-43 | 2043-44 | 2044-45 | 2045-46
QLD1 | Black Coal | 0 | 0 | 0 | 4722.26 | 57021.3902 | 0.0053871 | 1949.7539 | 0 | 4.3823e-05 | 4.5443e-05 | 0 | 4.9632e-06 | 0 | 0 | 0 | 0 | 0 | 2.4258e-06 | 0 | 0 | 0 | 0 | 3.3685e-05 | 0.00035025 | 7.1132e-07
QLD1 | Brown Coal | 0 | 0 | 0 | 0 | 0 | 0 | 0 | 0 | 0 | 0 | 0 | 0 | 0 | 0 | 0 | 0 | 0 | 0 | 0 | 0 | 0 | 0 | 0 | 0 | 0
QLD1 | CCGT | 0 | 0 | 0 | 0 | 0 | 0 | 0 | 0 | 0 | 0 | 0 | 0 | 0 | 0 | 0 | 0 | 0 | 0 | 0 | 0 | 0 | 0 | 0 | 0 | 0
QLD1 | Gas - Steam | 0 | 0 | 0 | 0 | 0 | 0 | 0 | 0 | 0 | 0 | 0 | 0 | 0 | 0 | 0 | 0 | 0 | 0 | 0 | 0 | 0 | 0 | 0 | 0 | 0
QLD1 | OCGT / Diesel | 0 | 0 | 0 | 0 | 0 | 0 | 0 | 0 | 0 | 0 | 0 | 0 | 0 | 0 | 0 | 0 | 0 | 0 | 0 | 0 | 0 | 0 | 0 | 0 | 0
QLD1 | Hydro | 0 | 0 | 0 | 0 | 0 | 0 | 0 | 0 | 0 | 0 | 0 | 0 | 0 | 0 | 0 | 0 | 0 | 0 | 0 | 0 | 0 | 0 | 0 | 0 | 0
QLD1 | Wind | 0 | 0 | 0 | 0 | 0 | 0 | 0 | 0 | 0 | 0 | 0 | 0 | 0 | 0 | 0 | 0 | 0 | 0 | 0 | 0 | 0 | 0 | 0 | 0 | 0
QLD1 | Solar PV | 0 | 0 | 0 | 0 | 0 | 0 | 0 | 0 | 0 | 0 | 0 | 0 | 0 | 0 | 0 | 0 | 0 | 0 | 0 | 0 | 0 | 0 | 0 | 0 | 0
QLD1 | LS Battery | 0 | 0 | 0 | 0 | 0 | 0 | 0 | 0 | 0 | 0 | 0 | 0 | 0 | 0 | 0 | 0 | 0 | 0 | 0 | 0 | 0 | 0 | 0 | 0 | 0
QLD1 | Pumped Hydro | 0 | 0 | 0 | 0 | 0 | 0 | 0 | 0 | 0 | 0 | 0 | 0 | 0 | 0 | 0 | 0 | 0 | 0 | 0 | 0 | 0 | 0 | 0 | 0 | 0
QLD1 | VPP | 0 | 0 | 0 | 0 | 0 | 0 | 0 | 0 | 0 | 0 | 0 | 0 | 0 | 0 | 0 | 0 | 0 | 0 | 0 | 0 | 0 | 0 | 0 | 0 | 0
Total excluding storage |  | 0 | 0 | 0 | 4722.26 | 57021.3902 | 0.0053871 | 1949.7539 | 0 | 4.3823e-05 | 4.5443e-05 | 0 | 4.9632e-06 | 0 | 0 | 0 | 0 | 0 | 2.4258e-06 | 0 | 0 | 0 | 0 | 3.3685e-05 | 0.00035025 | 7.1132e-07
Region | Technology | 2021-22 | 2022-23 | 2023-24 | 2024-25 | 2025-26 | 2026-27 | 2027-28 | 2028-29 | 2029-30 | 2030-31 | 2031-32 | 2032-33 | 2033-34 | 2034-35 | 2035-36 | 2036-37 | 2037-38 | 2038-39 | 2039-40 | 2040-41 | 2041-42 | 2042-43 | 2043-44 | 2044-45 | 2045-46
VIC1 | Black Coal | 0 | 0 | 0 | 0 | 0 | 0 | 0 | 0 | 0 | 0 | 0 | 0 | 0 | 0 | 0 | 0 | 0 | 0 | 0 | 0 | 0 | 0 | 0 | 0 | 0
VIC1 | Brown Coal | 0 | 0 | 0 | 37275.7496 | 12690.2347 | 0.0035209 | 9773.8731 | 8062.1835 | 0 | 0 | 0 | 0 | 0 | 0 | 0 | 0 | 0 | 2620.8135 | 0 | 0 | 0 | 0 | 1.4745e-06 | 3.3495e-06 | 0.018583
VIC1 | CCGT | 0 | 0 | 0 | 0 | 0 | 0 | 0 | 0 | 0 | 0 | 0 | 0 | 0 | 0 | 0 | 0 | 0 | 0 | 0 | 0 | 0 | 0 | 0 | 0 | 0
VIC1 | Gas - Steam | 0 | 0 | 0 | 0 | 0 | 0 | 0 | 0 | 0 | 0 | 0 | 0 | 0 | 0 | 0 | 0 | 0 | 0 | 0 | 0 | 0 | 0 | 0 | 0 | 0
VIC1 | OCGT / Diesel | 0 | 0 | 0 | 0 | 0 | 0 | 0 | 0 | 0 | 0 | 0 | 0 | 0 | 0 | 0 | 0 | 0 | 0 | 0 | 0 | 0 | 0 | 0 | 0 | 0
VIC1 | Hydro | 0 | 0 | 0 | 0 | 0 | 0 | 0 | 0 | 0 | 0 | 0 | 0 | 0 | 0 | 0 | 0 | 0 | 0 | 0 | 0 | 0 | 0 | 0 | 0 | 0
VIC1 | Wind | 0 | 0 | 0 | 0 | 0 | 0 | 0 | 0 | 0 | 0 | 0 | 0 | 0 | 0 | 0 | 0 | 0 | 0 | 0 | 0 | 0 | 0 | 0 | 0 | 0
VIC1 | Solar PV | 0 | 0 | 0 | 0 | 0 | 0 | 0 | 0 | 0 | 0 | 0 | 0 | 0 | 0 | 0 | 0 | 0 | 0 | 0 | 0 | 0 | 0 | 0 | 0 | 0
VIC1 | LS Battery | 0 | 0 | 0 | 0 | 0 | 0 | 0 | 0 | 0 | 0 | 0 | 0 | 0 | 0 | 0 | 0 | 0 | 0 | 0 | 0 | 0 | 0 | 0 | 0 | 0
VIC1 | Pumped Hydro | 0 | 0 | 0 | 0 | 0 | 0 | 0 | 0 | 0 | 0 | 0 | 0 | 0 | 0 | 0 | 0 | 0 | 0 | 0 | 0 | 0 | 0 | 0 | 0 | 0
VIC1 | VPP | 0 | 0 | 0 | 0 | 0 | 0 | 0 | 0 | 0 | 0 | 0 | 0 | 0 | 0 | 0 | 0 | 0 | 0 | 0 | 0 | 0 | 0 | 0 | 0 | 0
Total excluding storage |  | 0 | 0 | 0 | 37275.7496 | 12690.2347 | 0.0035209 | 9773.8731 | 8062.1835 | 0 | 0 | 0 | 0 | 0 | 0 | 0 | 0 | 0 | 2620.8135 | 0 | 0 | 0 | 0 | 1.4745e-06 | 3.3495e-06 | 0.018583
Region | Technology | 2021-22 | 2022-23 | 2023-24 | 2024-25 | 2025-26 | 2026-27 | 2027-28 | 2028-29 | 2029-30 | 2030-31 | 2031-32 | 2032-33 | 2033-34 | 2034-35 | 2035-36 | 2036-37 | 2037-38 | 2038-39 | 2039-40 | 2040-41 | 2041-42 | 2042-43 | 2043-44 | 2044-45 | 2045-46
SA1 | Black Coal | 0 | 0 | 0 | 0 | 0 | 0 | 0 | 0 | 0 | 0 | 0 | 0 | 0 | 0 | 0 | 0 | 0 | 0 | 0 | 0 | 0 | 0 | 0 | 0 | 0
SA1 | Brown Coal | 0 | 0 | 0 | 0 | 0 | 0 | 0 | 0 | 0 | 0 | 0 | 0 | 0 | 0 | 0 | 0 | 0 | 0 | 0 | 0 | 0 | 0 | 0 | 0 | 0
SA1 | CCGT | 0 | 0 | 0 | 0 | 0 | 0 | 0 | 0 | 0 | 0 | 0 | 0 | 0 | 0 | 0 | 0 | 0 | 0 | 0 | 0 | 0 | 0 | 0 | 0 | 0
SA1 | Gas - Steam | 0 | 0 | 0 | 0 | 0 | 0 | 0 | 0 | 0 | 0 | 0 | 0 | 0 | 0 | 0 | 0 | 0 | 0 | 0 | 0 | 0 | 0 | 0 | 0 | 0
SA1 | OCGT / Diesel | 0 | 0 | 0 | 0 | 0 | 0 | 0 | 0 | 0 | 0 | 0 | 0 | 0 | 0 | 0 | 0 | 0 | 0 | 0 | 0 | 0 | 0 | 0 | 0 | 0
SA1 | Hydro | 0 | 0 | 0 | 0 | 0 | 0 | 0 | 0 | 0 | 0 | 0 | 0 | 0 | 0 | 0 | 0 | 0 | 0 | 0 | 0 | 0 | 0 | 0 | 0 | 0
SA1 | Wind | 0 | 0 | 0 | 0 | 0 | 0 | 0 | 0 | 0 | 0 | 0 | 0 | 0 | 0 | 0 | 0 | 0 | 0 | 0 | 0 | 0 | 0 | 0 | 0 | 0
SA1 | Solar PV | 0 | 0 | 0 | 0 | 0 | 0 | 0 | 0 | 0 | 0 | 0 | 0 | 0 | 0 | 0 | 0 | 0 | 0 | 0 | 0 | 0 | 0 | 0 | 0 | 0
SA1 | LS Battery | 0 | 0 | 0 | 0 | 0 | 0 | 0 | 0 | 0 | 0 | 0 | 0 | 0 | 0 | 0 | 0 | 0 | 0 | 0 | 0 | 0 | 0 | 0 | 0 | 0
SA1 | Pumped Hydro | 0 | 0 | 0 | 0 | 0 | 0 | 0 | 0 | 0 | 0 | 0 | 0 | 0 | 0 | 0 | 0 | 0 | 0 | 0 | 0 | 0 | 0 | 0 | 0 | 0
SA1 | VPP | 0 | 0 | 0 | 0 | 0 | 0 | 0 | 0 | 0 | 0 | 0 | 0 | 0 | 0 | 0 | 0 | 0 | 0 | 0 | 0 | 0 | 0 | 0 | 0 | 0
Total excluding storage |  | 0 | 0 | 0 | 0 | 0 | 0 | 0 | 0 | 0 | 0 | 0 | 0 | 0 | 0 | 0 | 0 | 0 | 0 | 0 | 0 | 0 | 0 | 0 | 0 | 0
Region | Technology | 2021-22 | 2022-23 | 2023-24 | 2024-25 | 2025-26 | 2026-27 | 2027-28 | 2028-29 | 2029-30 | 2030-31 | 2031-32 | 2032-33 | 2033-34 | 2034-35 | 2035-36 | 2036-37 | 2037-38 | 2038-39 | 2039-40 | 2040-41 | 2041-42 | 2042-43 | 2043-44 | 2044-45 | 2045-46
TAS1 | Black Coal | 0 | 0 | 0 | 0 | 0 | 0 | 0 | 0 | 0 | 0 | 0 | 0 | 0 | 0 | 0 | 0 | 0 | 0 | 0 | 0 | 0 | 0 | 0 | 0 | 0
TAS1 | Brown Coal | 0 | 0 | 0 | 0 | 0 | 0 | 0 | 0 | 0 | 0 | 0 | 0 | 0 | 0 | 0 | 0 | 0 | 0 | 0 | 0 | 0 | 0 | 0 | 0 | 0
TAS1 | CCGT | 0 | 0 | 0 | 0 | 0 | 0 | 0 | 0 | 0 | 0 | 0 | 0 | 0 | 0 | 0 | 0 | 0 | 0 | 0 | 0 | 0 | 0 | 0 | 0 | 0
TAS1 | Gas - Steam | 0 | 0 | 0 | 0 | 0 | 0 | 0 | 0 | 0 | 0 | 0 | 0 | 0 | 0 | 0 | 0 | 0 | 0 | 0 | 0 | 0 | 0 | 0 | 0 | 0
TAS1 | OCGT / Diesel | 0 | 0 | 0 | 0 | 0 | 0 | 0 | 0 | 0 | 0 | 0 | 0 | 0 | 0 | 0 | 0 | 0 | 0 | 0 | 0 | 0 | 0 | 0 | 0 | 0
TAS1 | Hydro | 0 | 0 | 0 | 0 | 0 | 0 | 0 | 0 | 0 | 0 | 0 | 0 | 0 | 0 | 0 | 0 | 0 | 0 | 0 | 0 | 0 | 0 | 0 | 0 | 0
TAS1 | Wind | 0 | 0 | 0 | 0 | 0 | 0 | 0 | 0 | 0 | 0 | 0 | 0 | 0 | 0 | 0 | 0 | 0 | 0 | 0 | 0 | 0 | 0 | 0 | 0 | 0
TAS1 | Solar PV | 0 | 0 | 0 | 0 | 0 | 0 | 0 | 0 | 0 | 0 | 0 | 0 | 0 | 0 | 0 | 0 | 0 | 0 | 0 | 0 | 0 | 0 | 0 | 0 | 0
TAS1 | LS Battery | 0 | 0 | 0 | 0 | 0 | 0 | 0 | 0 | 0 | 0 | 0 | 0 | 0 | 0 | 0 | 0 | 0 | 0 | 0 | 0 | 0 | 0 | 0 | 0 | 0
TAS1 | Pumped Hydro | 0 | 0 | 0 | 0 | 0 | 0 | 0 | 0 | 0 | 0 | 0 | 0 | 0 | 0 | 0 | 0 | 0 | 0 | 0 | 0 | 0 | 0 | 0 | 0 | 0
TAS1 | VPP | 0 | 0 | 0 | 0 | 0 | 0 | 0 | 0 | 0 | 0 | 0 | 0 | 0 | 0 | 0 | 0 | 0 | 0 | 0 | 0 | 0 | 0 | 0 | 0 | 0
Total excluding storage |  | 0 | 0 | 0 | 0 | 0 | 0 | 0 | 0 | 0 | 0 | 0 | 0 | 0 | 0 | 0 | 0 | 0 | 0 | 0 | 0 | 0 | 0 | 0 | 0 | 0

## BaseCase_REZ Tx Cost
REZ transmission expansion cost by region ($000s) - Base Case, Fast Change Scenario
REZ Expansion | Real June 2019 dollars discounted to June 2021. As with the total capital costs, the REZ transmission expansion costs are annualised for modelling purposes.
Explicitly modelled generation
Region | Technology | 2021-22 | 2022-23 | 2023-24 | 2024-25 | 2025-26 | 2026-27 | 2027-28 | 2028-29 | 2029-30 | 2030-31 | 2031-32 | 2032-33 | 2033-34 | 2034-35 | 2035-36 | 2036-37 | 2037-38 | 2038-39 | 2039-40 | 2040-41 | 2041-42 | 2042-43 | 2043-44 | 2044-45 | 2045-46
NSW1 | Transmission | 0.09877 | 0.58361 | 0.046058 | 0.11794 | 0.11776 | 0.0027884 | 0.0052262 | 0.0088787 | 261348.0877 | 0.0025133 | 0.0023358 | 0.0093731 | 0.0028092 | 0.010776 | 109932.8904 | 0.010052 | 4610.7173 | 0.066559 | 0.080398 | 0.020396 | 2633.2734 | 40903.5174 | 0.0088159 | 0.0025136 | 0.0029202
QLD1 | Transmission | 0.086001 | 0.39862 | 0.028544 | 0.030421 | 0.13658 | 0.16328 | 0.012028 | 0.1661 | 0.011286 | 0.015289 | 0.065378 | 0.14394 | 0.0055899 | 38696.8355 | 177359.5527 | 0.013115 | 731689.042 | 0.0022341 | 0.0015777 | 0.019202 | 9895.9832 | 51251.8243 | 0.15087 | 17760.2916 | 33346.7882
VIC1 | Transmission | 0.029282 | 0.0009322 | 0.00040725 | 0.00026095 | 0.00048406 | 0.00036448 | 0.00051566 | 0.0026245 | 0.00035983 | 0.00084662 | 0.00024101 | 0.0009073 | 0.0004065 | 0.00049772 | 0.00012213 | 0.00034794 | 0.00070346 | 0.14869 | 0.028223 | 0.00056723 | 5118.6227 | 14757.3645 | 1886.9431 | 0.00020779 | 505.5806
SA1 | Transmission | 0.060585 | 0.37161 | 0.091665 | 0.029603 | 0.052156 | 0.052505 | 0.021593 | 0.4741 | 0.19415 | 0.039775 | 0.047856 | 0.22955 | 0.024736 | 0.015049 | 2458.0774 | 19930.667 | 34096.7932 | 30725.9728 | 454.9576 | 0.0060356 | 0.027985 | 0.011803 | 0.023511 | 0.085524 | 0.028462
TAS1 | Transmission | 0 | 0.0010791 | 0.00061822 | 0.00030632 | 0.00015722 | 0.0002679 | 0.00023735 | 0.0002893 | 0.00019911 | 0.00050515 | 0.00025802 | 0.00049613 | 0.00013843 | 0.00013669 | 6.4765e-05 | 0.00025858 | 0.00031607 | 0.00015954 | 0.000256 | 5.7463e-05 | 0.00034254 | 0.00012932 | 5.4603e-05 | 6.1283e-05 | 10.1733
NEM | Total | 0.27464 | 1.3558 | 0.16729 | 0.17853 | 0.30714 | 0.2192 | 0.039601 | 0.652 | 261348.2937 | 0.058929 | 0.11607 | 0.38427 | 0.033679 | 38696.8619 | 289750.5207 | 19930.6908 | 770396.5535 | 30726.1905 | 455.0681 | 0.046258 | 17647.9075 | 106912.718 | 1887.1264 | 17760.3799 | 33862.5735

## BaseCase_USE+DSP Cost
USE & DSP cost by region ($000s) - Base Case, Fast Change Scenario
USE & DSP | Real June 2019 dollars discounted to June 2021
Explicitly modelled generation
Region | Technology | 2021-22 | 2022-23 | 2023-24 | 2024-25 | 2025-26 | 2026-27 | 2027-28 | 2028-29 | 2029-30 | 2030-31 | 2031-32 | 2032-33 | 2033-34 | 2034-35 | 2035-36 | 2036-37 | 2037-38 | 2038-39 | 2039-40 | 2040-41 | 2041-42 | 2042-43 | 2043-44 | 2044-45 | 2045-46
NSW1 | USE & DSP | 8.1982 | 0.56067 | 74560.3377 | 37238.7967 | 63307.6021 | 14849.7677 | 2051.0783 | 8031.9785 | 1393.2199 | 3174.3205 | 63.5566 | 187.9493 | 1734.9703 | 6.6419 | 7050.8458 | 12081.132 | 57024.7687 | 0.59633 | 204.9142 | 11.8384 | 10665.6048 | 4303.3011 | 36.665 | 2064.7566 | 5450.6747
QLD1 | USE & DSP | 0.067629 | 0.079008 | 0.079292 | 2317.727 | 8595.5744 | 26453.253 | 9.87 | 26075.5524 | 9634.699 | 0.086682 | 724.7952 | 119.1828 | 162.477 | 5038.9295 | 2163.3531 | 1186.0734 | 7589.8881 | 0.090001 | 1419.68 | 0.090259 | 1181.9638 | 3904.7702 | 416.1266 | 4448.1581 | 1821.897
VIC1 | USE & DSP | 0.09482 | 6671.9607 | 0.094925 | 2974.957 | 24.1127 | 5492.6033 | 3274.8429 | 0.46229 | 0.0979 | 22380.694 | 22.6964 | 0.72795 | 7795.2696 | 0.098798 | 113.9287 | 85.8614 | 340.5645 | 0.1004 | 5336.0025 | 438.0594 | 78.1041 | 406.9999 | 309.1116 | 379.5789 | 322.949
SA1 | USE & DSP | 0.080742 | 0.079159 | 251.1828 | 0.081063 | 27.3519 | 33.6095 | 16.9189 | 14.0409 | 0.082953 | 3.0414 | 2.9687 | 32.5063 | 0.083935 | 0.08418 | 163.6943 | 114.624 | 5091.0487 | 0.085163 | 784.4085 | 566.2775 | 296.7794 | 509.7151 | 699.482 | 387.5576 | 366.7108
TAS1 | USE & DSP | 0.06487 | 0.062531 | 0.064677 | 0.065446 | 0.064316 | 35.8693 | 0.06519 | 0.064786 | 0.065101 | 0.066002 | 0.064908 | 0.25883 | 0.066511 | 0.065694 | 28.6715 | 0.065332 | 110.0011 | 0.066625 | 45.1178 | 0.064782 | 36.7942 | 0.066902 | 33.0818 | 154.0129 | 15.9783
NEM | Total | 8.5063 | 6672.742 | 74811.7594 | 42531.6272 | 71954.7055 | 46865.1029 | 5352.7752 | 34122.099 | 11028.1649 | 25558.2086 | 814.0817 | 340.6253 | 9692.8673 | 5045.8201 | 9520.4934 | 13467.7562 | 70156.2712 | 0.93852 | 7790.123 | 1016.3303 | 12259.2464 | 9124.8532 | 1494.467 | 7434.0642 | 7978.2098

## Option3C_CF
Annual capacity factor by technology - HumeLink Option 3C, Fast Change Scenario
Explicitly modelled generation
Region | Technology | 2021-22 | 2022-23 | 2023-24 | 2024-25 | 2025-26 | 2026-27 | 2027-28 | 2028-29 | 2029-30 | 2030-31 | 2031-32 | 2032-33 | 2033-34 | 2034-35 | 2035-36 | 2036-37 | 2037-38 | 2038-39 | 2039-40 | 2040-41 | 2041-42 | 2042-43 | 2043-44 | 2044-45 | 2045-46
NEM | Black Coal | 61.58% | 54.27% | 60.42% | 62.83% | 62.83% | 60.7% | 65.55% | 68.5% | 67.52% | 67.57% | 65.15% | 69.23% | 72.62% | 66.69% | 71.53% | 66.57% | 71.26% | 72.76% | 71.65% | 63.48% | 66.59% | 71.21% | 64.66% | 57.64% | 56%
NEM | Brown Coal | 76.11% | 65.46% | 72.49% | 77.42% | 76.68% | 73.85% | 70.23% | 75.47% | 68.33% | 74.88% | 76.73% | 77.45% | 78.81% | 76.94% | 74.63% | 74.67% | 72.34% | 72.65% | 70.28% | 69.05% | 69.89% | 71.51% | 64.53% | 59.94% | 60.91%
NEM | CCGT | 9.096% | 8.584% | 7.091% | 7.091% | 7.091% | 7.117% | 7.171% | 7.422% | 7.879% | 7.469% | 7.091% | 8.397% | 8.599% | 9.509% | 14.68% | 11.58% | 20.2% | 22.83% | 23.12% | 24.65% | 23.61% | 31.07% | 26.61% | 26.14% | 27.85%
NEM | Gas - Steam | 5.855% | 6.282% | 6.602% | 0.8354% | 0.8834% | 1.062% | 1.126% | 1.455% | 1.652% | 1.348% | 0.8443% | 0.8869% | 0.8148% | 0.9505% | 1.543% | 1.684% | 4.195% | 2.847% | - | - | - | - | - | - | -
NEM | OCGT / Diesel | 0.08483% | 0.08074% | 0.1783% | 0.04373% | 0.09964% | 0.1688% | 0.1294% | 0.2202% | 0.2529% | 0.1747% | 0.0479% | 0.0823% | 0.03803% | 0.1575% | 0.4667% | 0.3831% | 1.239% | 0.7721% | 1.807% | 2.861% | 2.499% | 4.008% | 7.005% | 5.613% | 5.136%
NEM | Hydro | 20.21% | 26.19% | 21.23% | 23.5% | 26.64% | 25.04% | 25.34% | 29.64% | 25.88% | 21.78% | 27.19% | 22.48% | 24.08% | 26.9% | 25.43% | 25.1% | 28.92% | 25.18% | 21.29% | 27.01% | 21.63% | 23.58% | 26.54% | 24.49% | 24.68%
NEM | Wind | 33.57% | 36.28% | 32.41% | 32.63% | 34.66% | 36.09% | 36.47% | 35.41% | 33.61% | 34.63% | 36.67% | 34.79% | 34.06% | 36.69% | 37.83% | 38.46% | 36.63% | 35.54% | 35.91% | 35.75% | 33.72% | 30.95% | 34.05% | 35.26% | 36.42%
NEM | Solar PV | 27.74% | 28.72% | 28.83% | 28.55% | 27.81% | 29.71% | 29.82% | 26.38% | 27.75% | 29.2% | 30.04% | 29.86% | 28.92% | 27.95% | 30% | 29.99% | 26.68% | 28.13% | 29.54% | 30.13% | 29.93% | 28.98% | 28.3% | 30.16% | 30.38%
NEM | LS Battery | 8.985% | 4.228% | 5.688% | 5.311% | 5.685% | 5.774% | 5.889% | 9.148% | 9.052% | 10.1% | 10.1% | 10.54% | 11.01% | 10.95% | 12.06% | 12.03% | 11.64% | 11.64% | 11.88% | 11.59% | 11.99% | 12.61% | 12.3% | 12.73% | 12.78%
NEM | Pumped Hydro | 0.9742% | 2.076% | 4.22% | 4.515% | 4.792% | 9.855% | 11.23% | 12.62% | 20.4% | 21.94% | 19.28% | 23.09% | 20.86% | 19.64% | 23.63% | 22.23% | 23.73% | 23.3% | 25.77% | 25.68% | 25.65% | 26.69% | 26.05% | 27.83% | 26.95%
NEM | VPP | 6.526% | 7.934% | 7.944% | 7.813% | 8.207% | 8.201% | 8.338% | 8.413% | 8.099% | 7.822% | 7.349% | 7.243% | 7.045% | 6.733% | 6.705% | 6.523% | 6.363% | 6.29% | 6.307% | 6.213% | 6.246% | 6.336% | 5.969% | 6.068% | 6.038%
Region | Technology | 2021-22 | 2022-23 | 2023-24 | 2024-25 | 2025-26 | 2026-27 | 2027-28 | 2028-29 | 2029-30 | 2030-31 | 2031-32 | 2032-33 | 2033-34 | 2034-35 | 2035-36 | 2036-37 | 2037-38 | 2038-39 | 2039-40 | 2040-41 | 2041-42 | 2042-43 | 2043-44 | 2044-45 | 2045-46
NSW1 | Black Coal | 54.64% | 47.71% | 54.58% | 57.92% | 56.55% | 54.44% | 64.01% | 64.11% | 62.09% | 64.9% | 63.08% | 66.4% | 74% | 67.39% | 68.62% | 62.65% | 71.72% | 75% | 73.75% | 56.58% | 70.96% | - | - | - | -
NSW1 | Brown Coal | bar: 2021-22 to 2045-46
NSW1 | CCGT | 0.4224% | 0.6336% | 0.6359% | 1.197% | 1.197% | 1.197% | 1.199% | 1.199% | 1.204% | 1.204% | 1.197% | 2.875% | 3.167% | 5.533% | 12.5% | 7.804% | 19.13% | 22.71% | 24.47% | 24.94% | 23.8% | 33.89% | 18.24% | - | -
NSW1 | Gas - Steam | bar: 2021-22 to 2045-46
NSW1 | OCGT / Diesel | 8.936e-06% | 8.411e-06% | 0.03152% | 0.0007681% | 0.02473% | 0.03055% | 0.01027% | 0.01702% | 1.203e-05% | 0.0001599% | 1.192e-05% | 0.03904% | 0.003124% | 0.01017% | 0.2679% | 0.2271% | 0.5042% | 0.131% | 0.9093% | 1.775% | 1.622% | 2.665% | 6.916% | 6.046% | 5.495%
NSW1 | Hydro | 8.785% | 9.561% | 8.927% | 11.9% | 12.98% | 13.29% | 13.69% | 17.93% | 15.25% | 13.61% | 12.43% | 13.17% | 14.14% | 14.4% | 14.8% | 14.06% | 17.67% | 15.07% | 13.8% | 14% | 12.51% | 15.04% | 15.36% | 14.65% | 15.1%
NSW1 | Wind | 34.75% | 39.21% | 35.57% | 34.07% | 36.9% | 38.3% | 37.29% | 35.78% | 30.74% | 32.94% | 33.87% | 33.89% | 33.11% | 35.34% | 36.35% | 36.07% | 33.36% | 29.99% | 31.91% | 31.7% | 32.16% | 29.63% | 31.95% | 32.87% | 33.17%
NSW1 | Solar PV | 24.6% | 27.21% | 27.21% | 27.98% | 27.41% | 29.62% | 29.78% | 26.6% | 27.59% | 29.28% | 30.07% | 29.63% | 28.8% | 27.74% | 29.96% | 29.94% | 26.83% | 28.03% | 29.76% | 30.42% | 29.91% | 29.13% | 28.3% | 30.5% | 30.57%
NSW1 | LS Battery | - | - | - | - | - | - | - | - | - | - | - | - | 13.22% | 12.89% | 13.24% | 13.27% | 12.75% | 12.73% | 13.07% | 12.77% | 12.95% | 12.82% | 12.55% | 13.08% | 13.1%
NSW1 | Pumped Hydro | 0.3022% | 2.493% | 4.064% | 5.027% | 4.535% | 10.17% | 11.53% | 13.31% | 21.84% | 23.5% | 20.91% | 24.69% | 22.42% | 21.19% | 25.17% | 23.83% | 24.98% | 24.32% | 27.12% | 26.95% | 26.72% | 27.35% | 26.97% | 29.11% | 28.09%
NSW1 | VPP | 3.373% | 8.002% | 6.352% | 7.456% | 7.854% | 7.901% | 8.175% | 8.06% | 7.735% | 7.471% | 6.907% | 6.923% | 6.751% | 6.394% | 6.554% | 6.419% | 6.27% | 6.177% | 6.196% | 6.201% | 6.178% | 6.301% | 6.073% | 6.094% | 6.06%
Region | Technology | 2021-22 | 2022-23 | 2023-24 | 2024-25 | 2025-26 | 2026-27 | 2027-28 | 2028-29 | 2029-30 | 2030-31 | 2031-32 | 2032-33 | 2033-34 | 2034-35 | 2035-36 | 2036-37 | 2037-38 | 2038-39 | 2039-40 | 2040-41 | 2041-42 | 2042-43 | 2043-44 | 2044-45 | 2045-46
QLD1 | Black Coal | 70.34% | 62.16% | 66.37% | 67.86% | 70.23% | 67.43% | 66.98% | 72.97% | 71.91% | 69.66% | 66.49% | 71.05% | 71.74% | 66.25% | 72.2% | 67.59% | 71.1% | 72% | 70.94% | 65.82% | 65.1% | 71.21% | 64.66% | 57.64% | 56%
QLD1 | Brown Coal | bar: 2021-22 to 2045-46
QLD1 | CCGT | 8.517% | 8.41% | 8.41% | 9.358% | 9.358% | 9.406% | 9.505% | 9.971% | 9.671% | 9.617% | 9.358% | 11.12% | 11.38% | 10.29% | 17.29% | 16.2% | 24.21% | 26.81% | 26.83% | 29.28% | 28.09% | 35.47% | 33.23% | 31.23% | 41.52%
QLD1 | Gas - Steam | bar: 2021-22 to 2045-46
QLD1 | OCGT / Diesel | 0.00236% | 8.558e-06% | 0.01627% | 0.03895% | 0.09179% | 0.05722% | 0.01202% | 0.09397% | 0.02879% | 0.01538% | 0.04056% | 0.07071% | 0.05236% | 0.04617% | 0.1846% | 0.252% | 1.035% | 0.3189% | 1.298% | 1.606% | 1.769% | 3.75% | 4.831% | 6.324% | 6.31%
QLD1 | Hydro | 52.19% | 52.06% | 52.13% | 51.84% | 51.74% | 51.69% | 51.8% | 51.24% | 51.37% | 51.26% | 51.35% | 51.06% | 50.94% | 50.81% | 50.77% | 50.42% | 43.44% | 43.7% | 43.25% | 43.47% | 43.4% | - | - | - | -
QLD1 | Wind | 35.71% | 34.76% | 34.26% | 31.41% | 39.24% | 38.37% | 41.84% | 44.14% | 42.98% | 43.92% | 42.43% | 39.75% | 35.49% | 41.26% | 40.11% | 41.46% | 41.68% | 41.08% | 41.39% | 37.7% | 36.71% | 30.98% | 36.95% | 36.66% | 38.82%
QLD1 | Solar PV | 30.28% | 30.93% | 31.12% | 29.74% | 29.15% | 30.96% | 30.75% | 25.9% | 28.65% | 29.78% | 30.97% | 31.06% | 29.78% | 29.19% | 30.94% | 30.83% | 25.87% | 28.54% | 29.75% | 30.82% | 30.72% | 29.63% | 29.18% | 30.73% | 31.02%
QLD1 | LS Battery | 4.662% | 8.241% | 10.83% | 11.94% | 14.23% | 14.76% | 15.92% | 13.81% | 13.73% | 13.56% | 13.07% | 13.51% | 13.2% | 13.03% | 13.43% | 13.16% | 12.72% | 12.8% | 13.05% | 12.99% | 13.15% | 13.24% | 12.92% | 13% | 12.92%
QLD1 | Pumped Hydro | 1.257% | 1.9% | 4.285% | 4.3% | 5.818% | 8.607% | 10.05% | 9.829% | 9.596% | 10.23% | 7.072% | 11.11% | 9.141% | 8.025% | 12.03% | 9.631% | 18.22% | 18.78% | 19.84% | 20.05% | 20.24% | 24.83% | 23.6% | 24.69% | 23.67%
QLD1 | VPP | 7.133% | 7.045% | 7.408% | 7.512% | 8.116% | 8.229% | 8.557% | 8.451% | 8.164% | 7.859% | 7.386% | 7.357% | 7.152% | 6.888% | 6.824% | 6.6% | 6.506% | 6.461% | 6.487% | 6.331% | 6.329% | 6.474% | 6.226% | 6.214% | 6.133%
Region | Technology | 2021-22 | 2022-23 | 2023-24 | 2024-25 | 2025-26 | 2026-27 | 2027-28 | 2028-29 | 2029-30 | 2030-31 | 2031-32 | 2032-33 | 2033-34 | 2034-35 | 2035-36 | 2036-37 | 2037-38 | 2038-39 | 2039-40 | 2040-41 | 2041-42 | 2042-43 | 2043-44 | 2044-45 | 2045-46
VIC1 | Black Coal | bar: 2021-22 to 2045-46
VIC1 | Brown Coal | 76.11% | 65.46% | 72.49% | 77.42% | 76.68% | 73.85% | 70.23% | 75.47% | 68.33% | 74.88% | 76.73% | 77.45% | 78.81% | 76.94% | 74.63% | 74.67% | 72.34% | 72.65% | 70.28% | 69.05% | 69.89% | 71.51% | 64.53% | 59.94% | 60.91%
VIC1 | CCGT | bar: 2021-22 to 2045-46
VIC1 | Gas - Steam | 0.337% | 0.3122% | 0.4011% | 0.2522% | 0.3768% | 0.8413% | 1.008% | 1.863% | 2.376% | 1.585% | 0.2753% | 0.386% | 0.1986% | 0.5513% | 1.543% | 1.684% | 4.195% | 2.847% | - | - | - | - | - | - | -
VIC1 | OCGT / Diesel | 0.04325% | 0.1197% | 0.07486% | 0.06718% | 0.05478% | 0.2176% | 0.1486% | 0.2604% | 0.3863% | 0.216% | 0.06336% | 0.09348% | 0.04514% | 0.05582% | 0.327% | 0.2477% | 0.8442% | 0.2988% | 1.629% | 3.069% | 2.234% | 3.156% | 6.282% | 4.233% | 3.693%
VIC1 | Hydro | 14.46% | 14.19% | 13.12% | 16.23% | 16.73% | 15.83% | 15.98% | 20.18% | 16.74% | 14.44% | 14.32% | 12.99% | 16.02% | 16.5% | 15.66% | 15.65% | 19.79% | 16.43% | 14.14% | 14.08% | 12.77% | 15.66% | 16.14% | 15.27% | 15.31%
VIC1 | Wind | 32.8% | 36.31% | 30.91% | 32.21% | 33.27% | 34.66% | 34.92% | 31.74% | 32.36% | 31.84% | 36.64% | 31.97% | 32.74% | 33.9% | 36.73% | 36.82% | 33.98% | 35.22% | 34.06% | 36.61% | 31.75% | 31.12% | 32.95% | 35.59% | 35.56%
VIC1 | Solar PV | 28.21% | 28.05% | 28.73% | 27.7% | 26.29% | 27.59% | 28.01% | 25.86% | 26.71% | 27.26% | 27.75% | 28.94% | 27.66% | 26.39% | 28.17% | 28.86% | 26.92% | 27.96% | 28.55% | 28.35% | 29.37% | 27.51% | 27.17% | 28.4% | 28.93%
VIC1 | LS Battery | 17.4% | 3.885% | 5.394% | 5.135% | 5.492% | 5.551% | 5.628% | 5.571% | 5.495% | 8.459% | 8.061% | 7.898% | 8.142% | 7.938% | 8.372% | 8.347% | 8.025% | 8.053% | 8.205% | 7.772% | 6.77% | 11.66% | 10.9% | 11.93% | 11.94%
VIC1 | Pumped Hydro | - | - | - | - | - | - | - | - | - | - | - | - | - | - | - | - | - | - | - | - | 31.1% | 30.42% | 27.24% | 28.51% | 28.67%
VIC1 | VPP | 8.876% | 7.867% | 9.354% | 8.741% | 9.259% | 9.115% | 9.013% | 9.435% | 8.956% | 8.588% | 7.943% | 7.641% | 7.451% | 7.183% | 6.906% | 6.685% | 6.437% | 6.361% | 6.338% | 6.209% | 6.268% | 6.264% | 5.771% | 6.009% | 6.028%
Region | Technology | 2021-22 | 2022-23 | 2023-24 | 2024-25 | 2025-26 | 2026-27 | 2027-28 | 2028-29 | 2029-30 | 2030-31 | 2031-32 | 2032-33 | 2033-34 | 2034-35 | 2035-36 | 2036-37 | 2037-38 | 2038-39 | 2039-40 | 2040-41 | 2041-42 | 2042-43 | 2043-44 | 2044-45 | 2045-46
SA1 | Black Coal | bar: 2021-22 to 2045-46
SA1 | Brown Coal | bar: 2021-22 to 2045-46
SA1 | CCGT | 20.71% | 18.5% | 13.52% | 10% | 10% | 10% | 10% | 10% | 13.45% | 11.33% | 10% | 10% | 10% | 15.6% | 15.12% | 10% | - | - | - | - | - | - | - | - | -
SA1 | Gas - Steam | 8.854% | 10.01% | 10.48% | 1.2% | 1.2% | 1.2% | 1.2% | 1.2% | 1.2% | 1.2% | 1.2% | 1.2% | 1.2% | 1.2% | - | - | - | - | - | - | - | - | - | - | -
SA1 | OCGT / Diesel | 0.3749% | 0.2442% | 0.7554% | 0.07024% | 0.2735% | 0.4367% | 0.4259% | 0.6054% | 0.7054% | 0.7505% | 0.1183% | 0.2024% | 0.07095% | 1.046% | 2.235% | 1.782% | 6.126% | 6.115% | 7.526% | 10.17% | 8.624% | 12.02% | 14.47% | 5.939% | 4.797%
SA1 | Hydro | bar: 2021-22 to 2045-46
SA1 | Wind | 32.65% | 33.18% | 29.15% | 30.84% | 29.45% | 32.26% | 32.48% | 30.52% | 30.07% | 30.64% | 33.65% | 30.24% | 31.16% | 30.16% | 34.52% | 34.51% | 31.78% | 31.79% | 31.45% | 34.72% | 29.74% | 29.79% | 28.6% | 32.46% | 33.83%
SA1 | Solar PV | 30.98% | 29.68% | 29.75% | 28.53% | 27.83% | 28.38% | 29.16% | 27.31% | 28.3% | 28.6% | 29.44% | 29.86% | 28.43% | 27.97% | 28.69% | 29.39% | 27.74% | 28.72% | 29.07% | 29.18% | 29.19% | 27.57% | 27.05% | 27.91% | 28.72%
SA1 | LS Battery | 5.193% | 4.472% | 5.669% | 4.826% | 4.984% | 5.084% | 5.143% | 5.17% | 4.985% | 7.615% | 7.355% | 10.24% | 10.22% | 10.05% | 10.53% | 10.66% | 10.96% | 10.86% | 10.88% | 10.4% | 11.39% | 10.98% | 10.7% | 11.23% | 11.6%
SA1 | Pumped Hydro | bar: 2021-22 to 2045-46
SA1 | VPP | 10.48% | 9.595% | 11.3% | 8.914% | 8.932% | 8.75% | 8.676% | 8.748% | 8.404% | 7.998% | 7.264% | 7.162% | 6.9% | 6.586% | 6.665% | 6.508% | 6.362% | 6.35% | 6.267% | 6.21% | 6.288% | 6.458% | 5.934% | 5.981% | 6.001%
Region | Technology | 2021-22 | 2022-23 | 2023-24 | 2024-25 | 2025-26 | 2026-27 | 2027-28 | 2028-29 | 2029-30 | 2030-31 | 2031-32 | 2032-33 | 2033-34 | 2034-35 | 2035-36 | 2036-37 | 2037-38 | 2038-39 | 2039-40 | 2040-41 | 2041-42 | 2042-43 | 2043-44 | 2044-45 | 2045-46
TAS1 | Black Coal | bar: 2021-22 to 2045-46
TAS1 | Brown Coal | bar: 2021-22 to 2045-46
TAS1 | CCGT | 0% | 4.834e-05% | 6.285e-05% | 7.153e-05% | 6.894e-05% | 7.016e-05% | 7.385e-05% | 7.374e-05% | 7.774e-05% | 8.296e-05% | 8.077e-05% | 0.0001017% | 0.0001015% | 0.0001018% | 0.0001125% | 0.0001114% | 0.0001266% | 0.0001396% | 0.0001593% | 0.000148% | 0.0001743% | 0.0001752% | 0.0001702% | 0.0001698% | 0.0001713%
TAS1 | Gas - Steam | bar: 2021-22 to 2045-46
TAS1 | OCGT / Diesel | 5.038e-05% | 4.227e-05% | 0.02995% | 5.943e-05% | 0.0101% | 0.02404% | 5.858e-05% | 5.857e-05% | 0.00266% | 6.578e-05% | 6.143e-05% | 7.755e-05% | 7.714e-05% | 0.05074% | 0.1367% | 8.804e-05% | 0.1917% | 0.0001056% | 0.1195% | 0.05731% | 0.3049% | 0.05684% | 0.1943% | 0.9363% | 0.6813%
TAS1 | Hydro | 37.24% | 56.24% | 41.85% | 42.61% | 51.13% | 46.45% | 46.79% | 51.63% | 46% | 36.86% | 56.11% | 41.22% | 42.17% | 50.61% | 46.22% | 46.04% | 51.1% | 45.52% | 36.78% | 55.15% | 40.84% | 41.78% | 50.39% | 45.54% | 45.61%
TAS1 | Wind | 35.76% | 40.61% | 37.86% | 36.79% | 40.39% | 41.59% | 42.62% | 38.44% | 41.2% | 41.23% | 43.12% | 42.21% | 43.09% | 46.23% | 47.18% | 48.05% | 43.5% | 41.77% | 40.66% | 44.11% | 40.5% | 39.72% | 42.62% | 44.21% | 46.22%
TAS1 | Solar PV | bar: 2021-22 to 2045-46
TAS1 | LS Battery | bar: 2021-22 to 2045-46
TAS1 | Pumped Hydro | bar: 2021-22 to 2045-46
TAS1 | VPP | 0.3746% | 0.4343% | 0.5649% | 0.6583% | 0.6268% | 0.9765% | 0.9562% | 1.338% | 2.289% | 3.282% | 7.12% | 6.668% | 6.186% | 5.391% | 5.476% | 5.277% | 5.438% | 5.157% | 6.047% | 5.335% | 5.999% | 6.004% | 4.751% | 5.432% | 5.07%
Explicitly modelled pumping
Region | Technology | 2021-22 | 2022-23 | 2023-24 | 2024-25 | 2025-26 | 2026-27 | 2027-28 | 2028-29 | 2029-30 | 2030-31 | 2031-32 | 2032-33 | 2033-34 | 2034-35 | 2035-36 | 2036-37 | 2037-38 | 2038-39 | 2039-40 | 2040-41 | 2041-42 | 2042-43 | 2043-44 | 2044-45 | 2045-46
NEM | LS Battery pump | 11.06% | 5.237% | 7.006% | 6.554% | 7.019% | 7.128% | 7.287% | 11.28% | 11.18% | 12.47% | 12.5% | 12.99% | 13.59% | 13.55% | 14.88% | 14.85% | 14.4% | 14.36% | 14.64% | 14.36% | 14.78% | 15.58% | 15.17% | 15.71% | 15.78%
NEM | Pumped Hydro pump | 0.9543% | 4.354% | 7.365% | 8.468% | 8.156% | 14.98% | 17.4% | 18.14% | 26.67% | 28.26% | 25.7% | 29.53% | 27.06% | 25.82% | 30.07% | 29.22% | 30.19% | 29.84% | 32.89% | 33.84% | 32.69% | 34.41% | 32.77% | 35.41% | 34.35%
NEM | VPP pump | 7.653% | 9.31% | 9.321% | 9.168% | 9.632% | 9.624% | 9.786% | 9.875% | 9.505% | 9.18% | 8.624% | 8.5% | 8.267% | 7.901% | 7.868% | 7.654% | 7.466% | 7.38% | 7.401% | 7.29% | 7.329% | 7.435% | 7.003% | 7.12% | 7.085%
Region | Technology | 2021-22 | 2022-23 | 2023-24 | 2024-25 | 2025-26 | 2026-27 | 2027-28 | 2028-29 | 2029-30 | 2030-31 | 2031-32 | 2032-33 | 2033-34 | 2034-35 | 2035-36 | 2036-37 | 2037-38 | 2038-39 | 2039-40 | 2040-41 | 2041-42 | 2042-43 | 2043-44 | 2044-45 | 2045-46
NSW1 | LS Battery pump | - | - | - | - | - | - | - | - | - | - | - | - | 16.32% | 15.94% | 16.35% | 16.38% | 15.79% | 15.7% | 16.11% | 15.81% | 15.97% | 15.82% | 15.49% | 16.15% | 16.17%
NSW1 | Pumped Hydro pump | 0.3111% | 5.009% | 7.551% | 9.234% | 7.899% | 15.09% | 17.52% | 18.44% | 27.75% | 29.39% | 27.09% | 30.65% | 28.25% | 27.06% | 31.09% | 30.49% | 31% | 30.47% | 33.79% | 34.83% | 33.3% | 34.79% | 33.21% | 36.43% | 35.27%
NSW1 | VPP pump | 3.944% | 9.39% | 7.45% | 8.748% | 9.216% | 9.272% | 9.595% | 9.459% | 9.078% | 8.768% | 8.104% | 8.124% | 7.922% | 7.502% | 7.69% | 7.532% | 7.357% | 7.247% | 7.27% | 7.276% | 7.248% | 7.394% | 7.126% | 7.151% | 7.11%
Region | Technology | 2021-22 | 2022-23 | 2023-24 | 2024-25 | 2025-26 | 2026-27 | 2027-28 | 2028-29 | 2029-30 | 2030-31 | 2031-32 | 2032-33 | 2033-34 | 2034-35 | 2035-36 | 2036-37 | 2037-38 | 2038-39 | 2039-40 | 2040-41 | 2041-42 | 2042-43 | 2043-44 | 2044-45 | 2045-46
QLD1 | LS Battery pump | 5.727% | 10.16% | 13.34% | 14.74% | 17.59% | 18.2% | 19.66% | 17.05% | 16.95% | 16.74% | 16.18% | 16.63% | 16.3% | 16.13% | 16.53% | 16.25% | 15.75% | 15.76% | 16.12% | 16.09% | 16.19% | 16.37% | 15.94% | 16.03% | 15.95%
QLD1 | Pumped Hydro pump | 2.057% | 3.231% | 7.048% | 7.154% | 9.666% | 14.3% | 16.71% | 16.33% | 15.95% | 17.01% | 11.82% | 18.39% | 15.19% | 13.41% | 19.92% | 16% | 25.82% | 26.42% | 27.99% | 28.48% | 28.51% | 33.04% | 31.24% | 32.64% | 31.27%
QLD1 | VPP pump | 8.367% | 8.264% | 8.691% | 8.814% | 9.524% | 9.658% | 10.04% | 9.919% | 9.582% | 9.224% | 8.667% | 8.634% | 8.393% | 8.083% | 8.008% | 7.745% | 7.634% | 7.581% | 7.612% | 7.428% | 7.426% | 7.597% | 7.306% | 7.291% | 7.196%
Region | Technology | 2021-22 | 2022-23 | 2023-24 | 2024-25 | 2025-26 | 2026-27 | 2027-28 | 2028-29 | 2029-30 | 2030-31 | 2031-32 | 2032-33 | 2033-34 | 2034-35 | 2035-36 | 2036-37 | 2037-38 | 2038-39 | 2039-40 | 2040-41 | 2041-42 | 2042-43 | 2043-44 | 2044-45 | 2045-46
VIC1 | LS Battery pump | 21.42% | 4.815% | 6.645% | 6.335% | 6.78% | 6.853% | 6.967% | 6.859% | 6.786% | 10.44% | 9.965% | 9.739% | 10.05% | 9.8% | 10.34% | 10.31% | 9.907% | 9.972% | 10.1% | 9.625% | 8.328% | 14.44% | 13.41% | 14.73% | 14.73%
VIC1 | Pumped Hydro pump | - | - | - | - | - | - | - | - | - | - | - | - | - | - | - | - | - | - | - | - | 38.87% | 38.2% | 33.99% | 35.66% | 35.82%
VIC1 | VPP pump | 10.42% | 9.231% | 10.98% | 10.26% | 10.87% | 10.7% | 10.58% | 11.08% | 10.51% | 10.08% | 9.322% | 8.967% | 8.743% | 8.43% | 8.103% | 7.844% | 7.553% | 7.464% | 7.436% | 7.284% | 7.354% | 7.35% | 6.769% | 7.049% | 7.072%
Region | Technology | 2021-22 | 2022-23 | 2023-24 | 2024-25 | 2025-26 | 2026-27 | 2027-28 | 2028-29 | 2029-30 | 2030-31 | 2031-32 | 2032-33 | 2033-34 | 2034-35 | 2035-36 | 2036-37 | 2037-38 | 2038-39 | 2039-40 | 2040-41 | 2041-42 | 2042-43 | 2043-44 | 2044-45 | 2045-46
SA1 | LS Battery pump | 6.394% | 5.538% | 6.983% | 5.958% | 6.153% | 6.277% | 6.366% | 6.367% | 6.164% | 9.392% | 9.08% | 12.64% | 12.61% | 12.41% | 13% | 13.17% | 13.53% | 13.45% | 13.39% | 12.88% | 14.02% | 13.6% | 13.17% | 13.87% | 14.32%
SA1 | Pumped Hydro pump | bar: 2021-22 to 2045-46
SA1 | VPP pump | 12.31% | 11.26% | 13.26% | 10.46% | 10.48% | 10.27% | 10.18% | 10.27% | 9.865% | 9.387% | 8.524% | 8.405% | 8.097% | 7.728% | 7.821% | 7.637% | 7.465% | 7.451% | 7.354% | 7.287% | 7.379% | 7.579% | 6.962% | 7.018% | 7.042%
Region | Technology | 2021-22 | 2022-23 | 2023-24 | 2024-25 | 2025-26 | 2026-27 | 2027-28 | 2028-29 | 2029-30 | 2030-31 | 2031-32 | 2032-33 | 2033-34 | 2034-35 | 2035-36 | 2036-37 | 2037-38 | 2038-39 | 2039-40 | 2040-41 | 2041-42 | 2042-43 | 2043-44 | 2044-45 | 2045-46
TAS1 | LS Battery pump | bar: 2021-22 to 2045-46
TAS1 | Pumped Hydro pump | bar: 2021-22 to 2045-46
TAS1 | VPP pump | 0.416% | 0.487% | 0.6412% | 0.7512% | 0.7141% | 1.126% | 1.102% | 1.552% | 2.671% | 3.84% | 8.356% | 7.824% | 7.257% | 6.322% | 6.422% | 6.188% | 6.378% | 6.047% | 7.094% | 6.257% | 7.039% | 7.045% | 5.571% | 6.372% | 5.946%
Non-controllable capacity
Region | Technology | 2021-22 | 2022-23 | 2023-24 | 2024-25 | 2025-26 | 2026-27 | 2027-28 | 2028-29 | 2029-30 | 2030-31 | 2031-32 | 2032-33 | 2033-34 | 2034-35 | 2035-36 | 2036-37 | 2037-38 | 2038-39 | 2039-40 | 2040-41 | 2041-42 | 2042-43 | 2043-44 | 2044-45 | 2045-46
NEM | Distributed PV | 15.67% | 15.9% | 16.17% | 15.67% | 15.14% | 16.37% | 16.37% | 14.85% | 15.65% | 16.28% | 16.53% | 16.65% | 16.21% | 15.62% | 16.72% | 16.71% | 15.05% | 15.84% | 16.5% | 16.77% | 16.73% | 16.31% | 15.8% | 16.92% | 16.88%
NEM | Behind the meter battery | 4.876% | 4.848% | 4.804% | 4.75% | 4.73% | 4.719% | 4.714% | 4.654% | 4.605% | 4.544% | 4.522% | 4.437% | 4.365% | 4.297% | 4.252% | 4.187% | 4.129% | 4.088% | 4.066% | 4.034% | 4.014% | 3.989% | 3.976% | 3.918% | 3.873%
NEM | Behind the meter battery pump | 5.739% | 5.706% | 5.655% | 5.593% | 5.566% | 5.554% | 5.549% | 5.478% | 5.42% | 5.35% | 5.324% | 5.224% | 5.137% | 5.059% | 5.006% | 4.928% | 4.862% | 4.813% | 4.786% | 4.748% | 4.724% | 4.696% | 4.679% | 4.612% | 4.558%
Region | Technology | 2021-22 | 2022-23 | 2023-24 | 2024-25 | 2025-26 | 2026-27 | 2027-28 | 2028-29 | 2029-30 | 2030-31 | 2031-32 | 2032-33 | 2033-34 | 2034-35 | 2035-36 | 2036-37 | 2037-38 | 2038-39 | 2039-40 | 2040-41 | 2041-42 | 2042-43 | 2043-44 | 2044-45 | 2045-46
NSW1 | Distributed PV | 15.72% | 16.12% | 16.01% | 15.67% | 15.04% | 16.98% | 16.72% | 14.89% | 15.29% | 16.21% | 16.94% | 16.49% | 16.32% | 15.64% | 17.2% | 16.89% | 14.99% | 15.46% | 16.4% | 17.14% | 16.52% | 16.33% | 15.77% | 17.33% | 17.04%
NSW1 | Behind the meter battery | 4.867% | 4.828% | 4.804% | 4.766% | 4.751% | 4.734% | 4.716% | 4.634% | 4.565% | 4.484% | 4.444% | 4.369% | 4.301% | 4.244% | 4.209% | 4.151% | 4.102% | 4.064% | 4.047% | 4.015% | 3.989% | 3.955% | 3.941% | 3.885% | 3.838%
NSW1 | Behind the meter battery pump | 5.729% | 5.684% | 5.657% | 5.613% | 5.591% | 5.57% | 5.55% | 5.456% | 5.374% | 5.28% | 5.234% | 5.143% | 5.063% | 4.997% | 4.957% | 4.888% | 4.831% | 4.782% | 4.763% | 4.724% | 4.693% | 4.659% | 4.639% | 4.573% | 4.516%
Region | Technology | 2021-22 | 2022-23 | 2023-24 | 2024-25 | 2025-26 | 2026-27 | 2027-28 | 2028-29 | 2029-30 | 2030-31 | 2031-32 | 2032-33 | 2033-34 | 2034-35 | 2035-36 | 2036-37 | 2037-38 | 2038-39 | 2039-40 | 2040-41 | 2041-42 | 2042-43 | 2043-44 | 2044-45 | 2045-46
QLD1 | Distributed PV | 16.14% | 16.97% | 17.1% | 16.38% | 16.51% | 17.67% | 17.76% | 15.01% | 16.31% | 16.9% | 17.8% | 17.63% | 16.94% | 16.97% | 18.04% | 18.07% | 15.25% | 16.64% | 17.25% | 18.13% | 17.82% | 17.14% | 17.3% | 18.32% | 18.33%
QLD1 | Behind the meter battery | 4.852% | 4.806% | 4.78% | 4.74% | 4.729% | 4.709% | 4.69% | 4.629% | 4.573% | 4.51% | 4.501% | 4.406% | 4.333% | 4.271% | 4.231% | 4.162% | 4.11% | 4.063% | 4.037% | 4.021% | 4.015% | 4% | 3.995% | 3.938% | 3.896%
QLD1 | Behind the meter battery pump | 5.709% | 5.654% | 5.624% | 5.581% | 5.564% | 5.545% | 5.521% | 5.447% | 5.381% | 5.312% | 5.299% | 5.184% | 5.098% | 5.026% | 4.978% | 4.9% | 4.839% | 4.784% | 4.752% | 4.736% | 4.724% | 4.708% | 4.7% | 4.637% | 4.585%
Region | Technology | 2021-22 | 2022-23 | 2023-24 | 2024-25 | 2025-26 | 2026-27 | 2027-28 | 2028-29 | 2029-30 | 2030-31 | 2031-32 | 2032-33 | 2033-34 | 2034-35 | 2035-36 | 2036-37 | 2037-38 | 2038-39 | 2039-40 | 2040-41 | 2041-42 | 2042-43 | 2043-44 | 2044-45 | 2045-46
VIC1 | Distributed PV | 14.57% | 14.12% | 14.94% | 14.61% | 13.83% | 14.71% | 14.77% | 14.21% | 15.01% | 15.58% | 14.94% | 15.71% | 15.27% | 14.38% | 15.25% | 15.31% | 14.5% | 15.15% | 15.74% | 15.16% | 15.8% | 15.4% | 14.52% | 15.44% | 15.44%
VIC1 | Behind the meter battery | 4.893% | 4.857% | 4.823% | 4.783% | 4.764% | 4.762% | 4.778% | 4.75% | 4.714% | 4.672% | 4.656% | 4.567% | 4.49% | 4.399% | 4.339% | 4.264% | 4.197% | 4.154% | 4.134% | 4.099% | 4.076% | 4.058% | 4.041% | 3.984% | 3.942%
VIC1 | Behind the meter battery pump | 5.757% | 5.718% | 5.678% | 5.63% | 5.606% | 5.603% | 5.626% | 5.591% | 5.549% | 5.5% | 5.48% | 5.379% | 5.285% | 5.18% | 5.107% | 5.018% | 4.94% | 4.891% | 4.868% | 4.822% | 4.8% | 4.775% | 4.756% | 4.689% | 4.638%
Region | Technology | 2021-22 | 2022-23 | 2023-24 | 2024-25 | 2025-26 | 2026-27 | 2027-28 | 2028-29 | 2029-30 | 2030-31 | 2031-32 | 2032-33 | 2033-34 | 2034-35 | 2035-36 | 2036-37 | 2037-38 | 2038-39 | 2039-40 | 2040-41 | 2041-42 | 2042-43 | 2043-44 | 2044-45 | 2045-46
SA1 | Distributed PV | 16.86% | 17.02% | 17.57% | 16.91% | 16.01% | 16.67% | 17.2% | 16.38% | 17.23% | 17.46% | 17.45% | 17.9% | 17.25% | 16.3% | 16.93% | 17.46% | 16.67% | 17.47% | 17.7% | 17.68% | 18.03% | 17.41% | 16.52% | 17.16% | 17.71%
SA1 | Behind the meter battery | 4.907% | 4.921% | 4.812% | 4.682% | 4.633% | 4.631% | 4.632% | 4.553% | 4.535% | 4.49% | 4.475% | 4.381% | 4.303% | 4.244% | 4.198% | 4.14% | 4.067% | 4.035% | 3.994% | 3.944% | 3.917% | 3.876% | 3.858% | 3.79% | 3.74%
SA1 | Behind the meter battery pump | 5.777% | 5.792% | 5.663% | 5.515% | 5.452% | 5.451% | 5.451% | 5.361% | 5.337% | 5.284% | 5.27% | 5.157% | 5.065% | 4.998% | 4.942% | 4.871% | 4.785% | 4.751% | 4.702% | 4.641% | 4.611% | 4.564% | 4.543% | 4.461% | 4.406%
Region | Technology | 2021-22 | 2022-23 | 2023-24 | 2024-25 | 2025-26 | 2026-27 | 2027-28 | 2028-29 | 2029-30 | 2030-31 | 2031-32 | 2032-33 | 2033-34 | 2034-35 | 2035-36 | 2036-37 | 2037-38 | 2038-39 | 2039-40 | 2040-41 | 2041-42 | 2042-43 | 2043-44 | 2044-45 | 2045-46
TAS1 | Distributed PV | 13.72% | 13.38% | 13.99% | 13.9% | 13% | 14.17% | 14.31% | 13.85% | 13.92% | 14.16% | 14% | 14.33% | 14.29% | 13.48% | 14.32% | 14.32% | 13.81% | 13.92% | 14.2% | 14.06% | 14.35% | 14.32% | 13.61% | 14.45% | 14.46%
TAS1 | Behind the meter battery | 4.816% | 4.755% | 4.746% | 4.701% | 4.677% | 4.669% | 4.688% | 4.634% | 4.554% | 4.464% | 4.436% | 4.341% | 4.279% | 4.211% | 4.168% | 4.108% | 4.076% | 4.037% | 4.01% | 3.966% | 3.94% | 3.913% | 3.893% | 3.824% | 3.775%
TAS1 | Behind the meter battery pump | 5.668% | 5.597% | 5.586% | 5.535% | 5.503% | 5.497% | 5.519% | 5.453% | 5.36% | 5.255% | 5.223% | 5.112% | 5.036% | 4.956% | 4.906% | 4.835% | 4.799% | 4.753% | 4.719% | 4.672% | 4.638% | 4.607% | 4.584% | 4.501% | 4.443%

## Option3C_Generation
Annual as-generated generation by technology (GWh) - HumeLink Option 3C, Fast Change Scenario
Explicitly modelled generation
Region | Technology | 2021-22 | 2022-23 | 2023-24 | 2024-25 | 2025-26 | 2026-27 | 2027-28 | 2028-29 | 2029-30 | 2030-31 | 2031-32 | 2032-33 | 2033-34 | 2034-35 | 2035-36 | 2036-37 | 2037-38 | 2038-39 | 2039-40 | 2040-41 | 2041-42 | 2042-43 | 2043-44 | 2044-45 | 2045-46
NEM | Black Coal | 99179.4134 | 85037.9383 | 86734.6711 | 89722.9218 | 84059.3798 | 77433.3683 | 76596.6298 | 76383.4268 | 67479.2783 | 66520.0605 | 59200.5789 | 62902.3658 | 65987.9379 | 60599.91 | 44274.1324 | 37122.3621 | 32560.1507 | 33246.7962 | 32739.1215 | 29007.6185 | 30424.9693 | 19661.5029 | 15785.4353 | 12229.9762 | 10089.9717
NEM | Brown Coal | 31835.5584 | 27380.7334 | 30322.3815 | 23373.6171 | 21920.6206 | 21113.2231 | 19314.3137 | 20342.0311 | 18419.7447 | 20183.478 | 20682.711 | 20877.4322 | 21243.787 | 20738.596 | 20116.5739 | 20126.9044 | 19499.2306 | 18491.4734 | 17887.6078 | 17573.0658 | 17787.991 | 18201.0057 | 16423.3628 | 15254.6259 | 14022.9139
NEM | CCGT | 2501.0687 | 2360.4406 | 1837.984 | 1837.9795 | 1837.9795 | 1844.677 | 1858.6523 | 1923.8438 | 2042.2209 | 1936.0373 | 1837.9809 | 2176.543 | 2228.8064 | 2464.6934 | 3804.1019 | 2610.4395 | 3617.6129 | 4089.9287 | 3851.1044 | 4105.6544 | 3932.0917 | 5175.2174 | 3406.1888 | 2922.9138 | 1542.065
NEM | Gas - Steam | 728.2946 | 715.3547 | 751.8596 | 95.1402 | 100.5985 | 120.9467 | 128.2563 | 165.681 | 188.1432 | 153.5231 | 96.1528 | 101.0024 | 92.7949 | 108.2415 | 67.5642 | 73.779 | 183.7528 | 124.7118 | 0 | 0 | 0 | 0 | 0 | 0 | 0
NEM | OCGT / Diesel | 49.8833 | 47.4758 | 104.8216 | 25.7164 | 58.5886 | 99.2726 | 76.072 | 129.491 | 148.7172 | 96.517 | 26.465 | 43.7807 | 18.7302 | 75.9532 | 219.7533 | 196.9094 | 668.1476 | 416.2592 | 904.5078 | 1401.8648 | 1224.8318 | 1931.187 | 3416.5131 | 2446.2725 | 2238.3477
NEM | Hydro | 12626.954 | 16365.0222 | 13268.0176 | 14686.8667 | 16648.8869 | 15644.3831 | 15831.0197 | 18520.9485 | 16172.0066 | 13606.9703 | 16990.7319 | 14046.6265 | 15048.1239 | 16806.2095 | 15892.399 | 15686.0115 | 17852.4239 | 15545.7282 | 13138.85 | 16673.1576 | 13354.413 | 14418.991 | 16227.1755 | 14973.4968 | 15092.9289
NEM | Wind | 27421.806 | 33748.7913 | 31807.7696 | 34198.6963 | 37435.1103 | 39738.1716 | 41025.8236 | 45348.1999 | 48953.4384 | 50697.2702 | 55310.2743 | 57097.4966 | 56674.7542 | 65382.2854 | 77208.9004 | 86451.6476 | 96592.6774 | 94207.0091 | 95311.5996 | 93256.466 | 93245.2739 | 93440.8612 | 100806.4511 | 102610.3165 | 108050.8162
NEM | Solar PV | 13585.0811 | 20622.1678 | 21296.7628 | 21089.8897 | 22848.4137 | 26850.6772 | 28592.3953 | 25291.2944 | 36702.9558 | 38629.9176 | 39742.4597 | 39855.5245 | 39462.6407 | 38148.3016 | 42721.2443 | 44039.0026 | 42667.0148 | 46918.3248 | 49270.4584 | 52325.6515 | 55241.8212 | 65722.3746 | 64189.7433 | 67494.0198 | 67728.8944
NEM | LS Battery | 190.7298 | 208.2849 | 280.1804 | 261.6076 | 280.0415 | 284.4523 | 290.0974 | 776.7557 | 768.6595 | 1098.5456 | 1251.7943 | 1499.6545 | 1796.4797 | 1864.1691 | 3245.8158 | 3298.5394 | 3311.1623 | 3312.4782 | 3379.6075 | 3298.9871 | 4734.597 | 5382.764 | 5264.6078 | 5674.5543 | 5684.6014
NEM | Pumped Hydro | 69.127 | 147.3048 | 299.4171 | 320.3975 | 1196.3337 | 2460.4763 | 2803.9344 | 3149.7563 | 8667.1547 | 9321.484 | 8192.9621 | 9810.7124 | 8861.0656 | 8346.3814 | 10039.0871 | 9855.7446 | 11575.9265 | 11366.3371 | 12574.7343 | 12528.0871 | 12923.3202 | 15471.9308 | 15723.7466 | 18376.2559 | 17799.3743
NEM | VPP | 37.0991 | 73.1212 | 109.3958 | 158.2419 | 241.9953 | 346.6198 | 486.6196 | 653.9557 | 829.8357 | 994.458 | 1181.6897 | 1393.1824 | 1575.0162 | 1689.6317 | 1851.393 | 1949.9444 | 2044.2786 | 2164.6028 | 2321.8951 | 2457.6162 | 2644.9372 | 2864.1199 | 2872.6571 | 3060.025 | 3188.5192
Total excluding storage |  | 187928.0595 | 186277.9241 | 186124.2678 | 185030.8276 | 184909.578 | 182844.7196 | 183423.1627 | 188104.9165 | 190106.505 | 191823.7739 | 193887.3546 | 197100.7716 | 200757.5752 | 204324.1906 | 204304.6694 | 206307.0561 | 213641.0108 | 213040.2315 | 213103.2494 | 214343.4786 | 215211.3918 | 218551.1397 | 220254.8698 | 217931.6214 | 218765.9377
Region | Technology | 2021-22 | 2022-23 | 2023-24 | 2024-25 | 2025-26 | 2026-27 | 2027-28 | 2028-29 | 2029-30 | 2030-31 | 2031-32 | 2032-33 | 2033-34 | 2034-35 | 2035-36 | 2036-37 | 2037-38 | 2038-39 | 2039-40 | 2040-41 | 2041-42 | 2042-43 | 2043-44 | 2044-45 | 2045-46
NSW1 | Black Coal | 49106.646 | 40789.2997 | 39492.1536 | 41912.7362 | 40921.5355 | 36009.9026 | 35981.162 | 36034.7944 | 27718.3482 | 28003.1052 | 22436.438 | 23617.1813 | 26317.5084 | 23968.8212 | 7934.7759 | 7244.7221 | 8293.2776 | 8672.3999 | 8528.3833 | 6542.7185 | 8205.774 | 0 | 0 | 0 | 0
NSW1 | Brown Coal | 0 | 0 | 0 | 0 | 0 | 0 | 0 | 0 | 0 | 0 | 0 | 0 | 0 | 0 | 0 | 0 | 0 | 0 | 0 | 0 | 0 | 0 | 0 | 0 | 0
NSW1 | CCGT | 23.127 | 34.6911 | 34.8148 | 65.5269 | 65.5268 | 65.5268 | 65.6501 | 65.6503 | 65.8969 | 65.8967 | 65.527 | 157.3987 | 173.3897 | 302.915 | 684.4238 | 427.2618 | 1047.3416 | 1243.4673 | 1339.7055 | 1365.3562 | 1302.9597 | 1855.6176 | 295.6294 | 0.0062849 | 0.0062185
NSW1 | Gas - Steam | 0 | 0 | 0 | 0 | 0 | 0 | 0 | 0 | 0 | 0 | 0 | 0 | 0 | 0 | 0 | 0 | 0 | 0 | 0 | 0 | 0 | 0 | 0 | 0 | 0
NSW1 | OCGT / Diesel | 0.0011257 | 0.0010595 | 3.9701 | 0.096756 | 3.115 | 3.8478 | 1.2932 | 2.1437 | 0.0015148 | 0.020146 | 0.0015012 | 4.9177 | 0.39358 | 1.2817 | 32.5739 | 37.4179 | 95.718 | 24.8638 | 172.6081 | 336.8484 | 307.8976 | 505.9097 | 1312.7449 | 888.9666 | 807.9545
NSW1 | Hydro | 1943.0925 | 2114.8686 | 1974.4724 | 2631.1877 | 2870.5665 | 2939.5556 | 3028.0072 | 3965.2331 | 3373.9268 | 3011.1985 | 2749.6903 | 2912.0234 | 3128.4554 | 3185.1155 | 3274.6679 | 3109.8591 | 3907.9734 | 3333.2796 | 3053.5248 | 3096.087 | 2766.9888 | 3327.4 | 3396.6321 | 3241.4405 | 3340.206
NSW1 | Wind | 6046.0851 | 7602.7399 | 8714.8345 | 10608.2852 | 11491.5467 | 12015.5887 | 12580.3004 | 14461.3841 | 17458.8236 | 18712.0568 | 19237.1955 | 19251.2607 | 18805.0815 | 20072.3636 | 24645.9645 | 24312.6378 | 26208.4249 | 23290.1179 | 24785.6146 | 23618.6503 | 26437.6752 | 24359.233 | 25442.6915 | 26177.6454 | 26414.9319
NSW1 | Solar PV | 4634.8796 | 9217.226 | 9778.303 | 10054.7541 | 12121.2494 | 15534.9949 | 17258.1443 | 15415.5668 | 26036.7355 | 27623.5526 | 28368.4488 | 27957.7565 | 27177.4601 | 26171.6236 | 28272.2272 | 28253.4163 | 28328.0294 | 29227.4424 | 31031.5501 | 33636.2504 | 33064.6788 | 37612.595 | 36352.3443 | 39182.7397 | 39269.9395
NSW1 | LS Battery | 0.0095847 | 0.010487 | 0.01069 | 0.010587 | 0.013846 | 0.019098 | 0.020732 | 0.026157 | 0.026381 | 0.072324 | 0.072184 | 0.11976 | 103.2993 | 100.7581 | 1413.3351 | 1484.4091 | 1426.5481 | 1424.2878 | 1462.6961 | 1429.0675 | 2750.137 | 3440.167 | 3368.3202 | 3511.7093 | 3514.6665
NSW1 | Pumped Hydro | 6.3532 | 52.4109 | 85.451 | 105.6979 | 905.836 | 2030.7018 | 2301.9427 | 2658.975 | 8188.0133 | 8810.4277 | 7839.8387 | 9255.8987 | 8404.6044 | 7945.6467 | 9438.2453 | 9374.8082 | 9933.3211 | 9672.3782 | 10785.1568 | 10719.8144 | 10626.906 | 10876.2914 | 10725.1078 | 11578.1398 | 11172.9177
NSW1 | VPP | 7.3865 | 27.8352 | 34.0618 | 60.1531 | 92.8768 | 132.7554 | 187.2079 | 241.9512 | 303.4839 | 358.3908 | 409.2913 | 486.0255 | 543.1857 | 569.493 | 634.896 | 669.0833 | 699.4133 | 735.7312 | 788.0546 | 845.222 | 898.9656 | 976.494 | 1000.3074 | 1050.9804 | 1093.4924
Total excluding storage |  | 61753.8313 | 59758.8263 | 59998.5484 | 65272.5869 | 67473.54 | 66569.4164 | 68914.5571 | 69944.7722 | 74653.7327 | 77415.8299 | 72857.3011 | 73900.5383 | 75602.2887 | 73702.1206 | 64844.6332 | 63385.315 | 67880.7649 | 65791.5709 | 68911.3864 | 68595.9108 | 72085.9742 | 67660.7552 | 66800.0422 | 69490.7984 | 69833.0381
Region | Technology | 2021-22 | 2022-23 | 2023-24 | 2024-25 | 2025-26 | 2026-27 | 2027-28 | 2028-29 | 2029-30 | 2030-31 | 2031-32 | 2032-33 | 2033-34 | 2034-35 | 2035-36 | 2036-37 | 2037-38 | 2038-39 | 2039-40 | 2040-41 | 2041-42 | 2042-43 | 2043-44 | 2044-45 | 2045-46
QLD1 | Black Coal | 50072.7674 | 44248.6386 | 47242.5175 | 47810.1856 | 43137.8443 | 41423.4657 | 40615.4678 | 40348.6325 | 39760.9301 | 38516.9553 | 36764.1409 | 39285.1845 | 39670.4295 | 36631.0888 | 36339.3565 | 29877.64 | 24266.8731 | 24574.3963 | 24210.7382 | 22464.9 | 22219.1953 | 19661.5029 | 15785.4353 | 12229.9762 | 10089.9717
QLD1 | Brown Coal | 0 | 0 | 0 | 0 | 0 | 0 | 0 | 0 | 0 | 0 | 0 | 0 | 0 | 0 | 0 | 0 | 0 | 0 | 0 | 0 | 0 | 0 | 0 | 0 | 0
QLD1 | CCGT | 1191.4481 | 1176.4348 | 1176.4348 | 1309.0448 | 1309.0449 | 1315.7424 | 1329.5942 | 1394.785 | 1352.9114 | 1345.2578 | 1309.0453 | 1555.7346 | 1592.0065 | 1438.9222 | 2418.9245 | 1719.7672 | 2570.2627 | 2846.4523 | 2511.3884 | 2740.2881 | 2629.1204 | 3319.588 | 3110.5468 | 2922.8953 | 1542.0462
QLD1 | Gas - Steam | 0 | 0 | 0 | 0 | 0 | 0 | 0 | 0 | 0 | 0 | 0 | 0 | 0 | 0 | 0 | 0 | 0 | 0 | 0 | 0 | 0 | 0 | 0 | 0 | 0
QLD1 | OCGT / Diesel | 0.39463 | 0.0014312 | 2.7203 | 6.5139 | 15.3503 | 9.5696 | 2.0101 | 15.7143 | 4.8144 | 2.5715 | 6.7825 | 11.8246 | 7.4721 | 6.1151 | 24.4454 | 33.3727 | 137.0573 | 42.2393 | 171.9345 | 212.6766 | 234.3037 | 496.7289 | 639.9335 | 758.4563 | 756.7824
QLD1 | Hydro | 696.7315 | 694.9605 | 695.9024 | 692.1126 | 690.7143 | 690.0236 | 691.5553 | 684.1172 | 685.7603 | 684.3381 | 685.5842 | 681.6084 | 680.0987 | 678.2804 | 677.782 | 673.1724 | 251.1539 | 252.6634 | 250.0825 | 251.3342 | 250.9231 | 0 | 0 | 0 | 0
QLD1 | Wind | 2116.7094 | 3582.8135 | 3531.7029 | 3237.7361 | 5300.2512 | 5824.2287 | 6350.2767 | 10501.2499 | 10225.903 | 10448.3861 | 11978.8692 | 12776.2041 | 11406.6491 | 18143.007 | 19269.7962 | 28727.7596 | 36897.2596 | 36363.9294 | 36639.3863 | 33373.3483 | 32915.5645 | 30519.2346 | 36634.9575 | 35583.2568 | 41800.4947
QLD1 | Solar PV | 5214.9809 | 7521.8272 | 7567.4281 | 7232.1056 | 7087.6009 | 7528.5243 | 7476.3454 | 6297.9576 | 6967.5652 | 7242.5792 | 7529.7078 | 7922.2052 | 8489.68 | 8321.5949 | 9907.341 | 9544.9338 | 7895.6101 | 8712.3019 | 9082.6512 | 9408.4758 | 10425.7277 | 17078.2005 | 16429.9861 | 17036.8015 | 17023.1136
QLD1 | LS Battery | 0.81704 | 15.8823 | 20.8786 | 23.0117 | 27.4332 | 28.4395 | 30.6879 | 518.8366 | 515.9127 | 509.6521 | 688.992 | 712.1698 | 932.6265 | 1040.8004 | 1072.6207 | 1051.2761 | 1016.0311 | 1022.412 | 1042.6759 | 1037.8599 | 1050.0905 | 1088.671 | 1062.4363 | 1131.9841 | 1125.0706
QLD1 | Pumped Hydro | 62.7738 | 94.8939 | 213.9661 | 214.6921 | 290.4895 | 429.7633 | 501.9803 | 490.7675 | 479.1274 | 511.041 | 353.1067 | 554.7948 | 456.4424 | 400.7157 | 600.8208 | 480.9145 | 1642.5627 | 1693.9143 | 1789.5054 | 1808.2024 | 1868.9632 | 4177.4554 | 3969.8831 | 4472.5801 | 4288.0437
QLD1 | VPP | 7.3731 | 11.7254 | 19.0784 | 29.2838 | 46.637 | 67.6887 | 96.0182 | 126.0721 | 160.4746 | 195.9282 | 238.8631 | 288.1295 | 331.8425 | 363.2622 | 399.4542 | 421.4987 | 449.737 | 481.821 | 520.6089 | 548.4524 | 589.9551 | 647.177 | 665.6998 | 697.3702 | 722.023
Total excluding storage |  | 59293.032 | 57224.676 | 60216.706 | 60287.6986 | 57540.8058 | 56791.5543 | 56465.2495 | 59242.4565 | 58997.8844 | 58240.0879 | 58274.13 | 62232.7614 | 61846.3359 | 65219.0084 | 68637.6457 | 70576.6456 | 72018.2167 | 72791.9824 | 72866.1812 | 68451.0229 | 68674.8348 | 71075.255 | 72600.8591 | 68531.3861 | 71212.4086
Region | Technology | 2021-22 | 2022-23 | 2023-24 | 2024-25 | 2025-26 | 2026-27 | 2027-28 | 2028-29 | 2029-30 | 2030-31 | 2031-32 | 2032-33 | 2033-34 | 2034-35 | 2035-36 | 2036-37 | 2037-38 | 2038-39 | 2039-40 | 2040-41 | 2041-42 | 2042-43 | 2043-44 | 2044-45 | 2045-46
VIC1 | Black Coal | 0 | 0 | 0 | 0 | 0 | 0 | 0 | 0 | 0 | 0 | 0 | 0 | 0 | 0 | 0 | 0 | 0 | 0 | 0 | 0 | 0 | 0 | 0 | 0 | 0
VIC1 | Brown Coal | 31835.5584 | 27380.7334 | 30322.3815 | 23373.6171 | 21920.6206 | 21113.2231 | 19314.3137 | 20342.0311 | 18419.7447 | 20183.478 | 20682.711 | 20877.4322 | 21243.787 | 20738.596 | 20116.5739 | 20126.9044 | 19499.2306 | 18491.4734 | 17887.6078 | 17573.0658 | 17787.991 | 18201.0057 | 16423.3628 | 15254.6259 | 14022.9139
VIC1 | CCGT | 0 | 0.0010408 | 0.00108 | 0.0013516 | 0.0013481 | 0.0013692 | 0.001438 | 0.0016147 | 0.0017414 | 0.0018819 | 0.0018135 | 0.0019856 | 0.002227 | 0.0022582 | 0.0023979 | 0.0023528 | 0.0029694 | 0.003234 | 0.0040524 | 0.0039498 | 0.0045112 | 0.0046163 | 0.0046592 | 0.0044807 | 0.0048694
VIC1 | Gas - Steam | 14.762 | 13.6733 | 17.5673 | 11.0442 | 16.5025 | 36.8507 | 44.1603 | 81.585 | 104.0472 | 69.427 | 12.0567 | 16.9064 | 8.6989 | 24.1455 | 67.5642 | 73.779 | 183.7528 | 124.7118 | 0 | 0 | 0 | 0 | 0 | 0 | 0
VIC1 | OCGT / Diesel | 7.198 | 19.9261 | 12.46 | 11.1817 | 9.1178 | 36.2231 | 24.7249 | 43.3392 | 64.2886 | 35.9588 | 10.5459 | 15.5586 | 6.8404 | 8.459 | 49.5533 | 37.5362 | 127.943 | 45.2898 | 184.0938 | 346.8169 | 252.4949 | 330.7023 | 658.1915 | 443.475 | 386.9471
VIC1 | Hydro | 2886.3866 | 2832.8636 | 2618.8401 | 3239.9227 | 3339.1959 | 3159.4717 | 3190.362 | 4028.2909 | 3342.6187 | 2882.9994 | 2858.3671 | 2593.182 | 3198.9051 | 3294.0805 | 3127.3402 | 3125.3368 | 3950.9465 | 3280.1223 | 2822.3639 | 2811.0767 | 2549.6144 | 3125.6075 | 3222.3743 | 3048.9364 | 3056.8592
VIC1 | Wind | 11289.1158 | 13639.9028 | 11612.0296 | 12102.0805 | 12500.2415 | 13020.215 | 13117.3532 | 11924.3552 | 12157.1755 | 11961.3826 | 13766.342 | 12011.5315 | 13590.4531 | 14073.3215 | 17664.102 | 17707.0978 | 17626.8467 | 17658.7265 | 17734.6386 | 18664.4578 | 18124.2392 | 22897.5744 | 23309.7049 | 24206.3319 | 22827.3128
VIC1 | Solar PV | 2709.4565 | 2694.2072 | 2759.4748 | 2660.3053 | 2524.9054 | 2650.5171 | 2690.1221 | 2483.9858 | 2565.393 | 2618.2838 | 2665.2737 | 2779.6826 | 2656.8636 | 2535.0056 | 3392.4433 | 4819.2567 | 5101.3462 | 7589.1974 | 7749.9744 | 7696.0539 | 8774.7577 | 8219.5153 | 8274.7681 | 8371.5363 | 8449.3127
VIC1 | LS Battery | 114.8471 | 127.7455 | 177.3475 | 168.8242 | 180.5552 | 182.5049 | 185.0415 | 183.157 | 180.657 | 468.0569 | 446.0824 | 437.0649 | 411.1023 | 400.758 | 422.6906 | 421.4307 | 405.1575 | 406.5867 | 414.2567 | 392.3774 | 341.8023 | 282.2416 | 263.8192 | 288.9006 | 288.9358
VIC1 | Pumped Hydro | 0 | 0 | 0 | 0.0032467 | 0.0033906 | 0.0057961 | 0.0058819 | 0.0071931 | 0.0072082 | 0.008202 | 0.0079318 | 0.0077898 | 0.0078228 | 0.0078865 | 0.0082061 | 0.0082917 | 0.020982 | 0.021199 | 0.035316 | 0.034656 | 427.4039 | 418.1374 | 1028.71 | 2325.4858 | 2338.3638
VIC1 | VPP | 10.8072 | 15.6429 | 28.3527 | 40.2752 | 63.833 | 92.6213 | 132.0854 | 194.3911 | 253.0282 | 308.3039 | 368.8543 | 430.9134 | 494.9819 | 544.3818 | 584.482 | 618.0836 | 642.8495 | 682.751 | 729.3329 | 770.5083 | 835.1451 | 893.312 | 878.2023 | 959.7916 | 1009.9955
Total excluding storage |  | 48742.4773 | 46581.3074 | 47342.7545 | 41398.1527 | 40310.5851 | 40016.5021 | 38381.0376 | 38903.5888 | 36653.2695 | 37751.5316 | 39995.2983 | 38294.2952 | 40705.5503 | 40673.6103 | 44417.5794 | 45889.9132 | 46490.0688 | 47189.5244 | 46378.6826 | 47091.4751 | 47489.1017 | 52774.4098 | 51888.4063 | 51324.9099 | 48743.3506
Region | Technology | 2021-22 | 2022-23 | 2023-24 | 2024-25 | 2025-26 | 2026-27 | 2027-28 | 2028-29 | 2029-30 | 2030-31 | 2031-32 | 2032-33 | 2033-34 | 2034-35 | 2035-36 | 2036-37 | 2037-38 | 2038-39 | 2039-40 | 2040-41 | 2041-42 | 2042-43 | 2043-44 | 2044-45 | 2045-46
SA1 | Black Coal | 0 | 0 | 0 | 0 | 0 | 0 | 0 | 0 | 0 | 0 | 0 | 0 | 0 | 0 | 0 | 0 | 0 | 0 | 0 | 0 | 0 | 0 | 0 | 0 | 0
SA1 | Brown Coal | 0 | 0 | 0 | 0 | 0 | 0 | 0 | 0 | 0 | 0 | 0 | 0 | 0 | 0 | 0 | 0 | 0 | 0 | 0 | 0 | 0 | 0 | 0 | 0 | 0
SA1 | CCGT | 1286.4937 | 1149.3128 | 626.7321 | 463.4051 | 463.4052 | 463.4052 | 463.4052 | 463.4055 | 623.4093 | 524.8794 | 463.4054 | 463.4058 | 463.4061 | 722.8522 | 700.7491 | 463.4062 | 0.0033789 | 0.0034151 | 0.0034973 | 0.0034276 | 0.0038354 | 0.0039352 | 0.0048329 | 0.0046227 | 0.0046095
SA1 | Gas - Steam | 713.5325 | 701.6815 | 734.2924 | 84.096 | 84.096 | 84.096 | 84.096 | 84.096 | 84.096 | 84.096 | 84.096 | 84.096 | 84.096 | 84.096 | 0 | 0 | 0 | 0 | 0 | 0 | 0 | 0 | 0 | 0 | 0
SA1 | OCGT / Diesel | 42.2888 | 27.5465 | 85.2043 | 7.9232 | 30.848 | 49.2573 | 48.0429 | 68.2929 | 79.5712 | 57.9655 | 9.1341 | 11.4786 | 4.0229 | 59.3062 | 111.0493 | 88.5813 | 304.44 | 303.8647 | 374.0072 | 505.2318 | 428.5865 | 597.5573 | 804.6558 | 350.6173 | 283.2018
SA1 | Hydro | 0 | 0 | 0 | 0 | 0 | 0 | 0 | 0 | 0 | 0 | 0 | 0 | 0 | 0 | 0 | 0 | 0 | 0 | 0 | 0 | 0 | 0 | 0 | 0 | 0
SA1 | Wind | 6174.06 | 6884.0973 | 6048.1313 | 6400.1493 | 6111.3694 | 6693.5719 | 6739.0762 | 6332.4372 | 6000.5401 | 5991.349 | 6579.2598 | 7133.0232 | 6823.4471 | 6603.0098 | 9005.1278 | 8957.6402 | 9752.3186 | 11029.6001 | 10303.1539 | 11255.8698 | 9641.6052 | 9656.6637 | 8972.6435 | 10550.149 | 10638.7441
SA1 | Solar PV | 1025.7639 | 1188.9071 | 1191.5565 | 1142.7244 | 1114.6574 | 1136.6399 | 1167.7824 | 1093.783 | 1133.2607 | 1145.5002 | 1179.0279 | 1195.8784 | 1138.6353 | 1120.0758 | 1149.2304 | 1421.3937 | 1342.0267 | 1389.3802 | 1406.28 | 1584.8687 | 2976.6536 | 2812.0605 | 3132.6418 | 2902.9391 | 2986.5254
SA1 | LS Battery | 75.0544 | 64.6446 | 81.9418 | 69.7593 | 72.0374 | 73.4862 | 74.344 | 74.7322 | 72.0596 | 120.7573 | 116.636 | 350.2891 | 349.4408 | 321.8413 | 337.158 | 341.4116 | 463.4134 | 459.1798 | 459.9664 | 439.6683 | 592.5516 | 571.6684 | 570.0148 | 741.9419 | 755.9103
SA1 | Pumped Hydro | 0 | 0 | 0 | 0.0018659 | 0.0020682 | 0.002575 | 0.0026129 | 0.0032883 | 0.0032863 | 0.0032998 | 0.003295 | 0.0036244 | 0.0036624 | 0.0037755 | 0.0049007 | 0.0052183 | 0.011313 | 0.011474 | 0.011654 | 0.01173 | 0.015898 | 0.015868 | 0.016276 | 0.018092 | 0.018246
SA1 | VPP | 11.4765 | 17.8188 | 27.7051 | 28.1895 | 38.1818 | 52.5023 | 69.8422 | 88.8219 | 106.8938 | 121.4845 | 136.6127 | 156.9818 | 171.7898 | 180.242 | 196.8726 | 204.4391 | 211.7903 | 223.5101 | 233.0498 | 245.6228 | 263.6932 | 286.4386 | 277.6307 | 291.3572 | 304.2079
Total excluding storage |  | 9242.1388 | 9951.5452 | 8685.9164 | 8098.298 | 7804.376 | 8426.9702 | 8502.4027 | 8042.0147 | 7920.8773 | 7803.7901 | 8314.9232 | 8887.8821 | 8513.6073 | 8589.34 | 10966.1567 | 10931.0214 | 11398.7887 | 12722.8484 | 12083.4446 | 13345.9738 | 13046.8491 | 13066.2855 | 12909.9459 | 13803.7101 | 13908.4759
Region | Technology | 2021-22 | 2022-23 | 2023-24 | 2024-25 | 2025-26 | 2026-27 | 2027-28 | 2028-29 | 2029-30 | 2030-31 | 2031-32 | 2032-33 | 2033-34 | 2034-35 | 2035-36 | 2036-37 | 2037-38 | 2038-39 | 2039-40 | 2040-41 | 2041-42 | 2042-43 | 2043-44 | 2044-45 | 2045-46
TAS1 | Black Coal | 0 | 0 | 0 | 0 | 0 | 0 | 0 | 0 | 0 | 0 | 0 | 0 | 0 | 0 | 0 | 0 | 0 | 0 | 0 | 0 | 0 | 0 | 0 | 0 | 0
TAS1 | Brown Coal | 0 | 0 | 0 | 0 | 0 | 0 | 0 | 0 | 0 | 0 | 0 | 0 | 0 | 0 | 0 | 0 | 0 | 0 | 0 | 0 | 0 | 0 | 0 | 0 | 0
TAS1 | CCGT | 0 | 0.00088073 | 0.0011452 | 0.0013033 | 0.0012562 | 0.0012784 | 0.0013455 | 0.0013437 | 0.0014166 | 0.0015117 | 0.0014717 | 0.0018533 | 0.0018493 | 0.0018545 | 0.0020501 | 0.0020295 | 0.0023067 | 0.0025445 | 0.0029019 | 0.0026975 | 0.0031758 | 0.0031929 | 0.0031006 | 0.003094 | 0.0031218
TAS1 | Gas - Steam | 0 | 0 | 0 | 0 | 0 | 0 | 0 | 0 | 0 | 0 | 0 | 0 | 0 | 0 | 0 | 0 | 0 | 0 | 0 | 0 | 0 | 0 | 0 | 0 | 0
TAS1 | OCGT / Diesel | 0.0007855 | 0.00065905 | 0.46705 | 0.00092669 | 0.1575 | 0.37487 | 0.00091341 | 0.00091322 | 0.041479 | 0.0010257 | 0.00095785 | 0.0012092 | 0.0012028 | 0.79122 | 2.1313 | 0.0013727 | 2.9894 | 0.0016469 | 1.8641 | 0.29117 | 1.5491 | 0.28881 | 0.9874 | 4.7573 | 3.4618
TAS1 | Hydro | 7100.7434 | 10722.3295 | 7978.8027 | 8123.6437 | 9748.4103 | 8855.3322 | 8921.0953 | 9843.3072 | 8769.7007 | 7028.4344 | 10697.0902 | 7859.8127 | 8040.6647 | 9648.7331 | 8812.6089 | 8777.6432 | 9742.3501 | 8679.6629 | 7012.8787 | 10514.6597 | 7786.8867 | 7965.9835 | 9608.1691 | 8683.1198 | 8695.8636
TAS1 | Wind | 1795.8357 | 2039.2378 | 1901.0713 | 1850.4451 | 2031.7015 | 2184.5673 | 2238.817 | 2128.7735 | 3110.9961 | 3584.0957 | 3748.6078 | 5925.4772 | 6049.1235 | 6490.5834 | 6623.9098 | 6746.5121 | 6107.8275 | 5864.6352 | 5848.8061 | 6344.1398 | 6126.1897 | 6008.1555 | 6446.4537 | 6092.9334 | 6369.3327
TAS1 | Solar PV | 0.0001997 | 0.00028657 | 0.0003368 | 0.00034744 | 0.00052809 | 0.0010739 | 0.0011851 | 0.0011851 | 0.0014574 | 0.0017228 | 0.0015497 | 0.001716 | 0.001793 | 0.0016345 | 0.0023343 | 0.0022007 | 0.002396 | 0.0029091 | 0.0028283 | 0.00271 | 0.003377 | 0.0033269 | 0.0030393 | 0.0032422 | 0.0031974
TAS1 | LS Battery | 0.0017252 | 0.0020193 | 0.0018651 | 0.0018043 | 0.001915 | 0.0026208 | 0.0032628 | 0.003762 | 0.0037846 | 0.0069604 | 0.011646 | 0.01097 | 0.01086 | 0.011231 | 0.011384 | 0.011873 | 0.012188 | 0.011892 | 0.012414 | 0.014067 | 0.015569 | 0.015975 | 0.017306 | 0.018393 | 0.01816
TAS1 | Pumped Hydro | 0 | 0 | 0 | 0.0023645 | 0.0027771 | 0.0028383 | 0.0029731 | 0.0032652 | 0.0035431 | 0.0038197 | 0.0055596 | 0.0074637 | 0.0072667 | 0.0073164 | 0.0079159 | 0.008291 | 0.010392 | 0.011899 | 0.02511 | 0.023882 | 0.031251 | 0.030792 | 0.02942 | 0.032143 | 0.030882
TAS1 | VPP | 0.055778 | 0.098913 | 0.19795 | 0.34024 | 0.46673 | 1.0521 | 1.4658 | 2.7195 | 5.9552 | 10.3507 | 28.0683 | 31.1321 | 33.2163 | 32.2528 | 35.6881 | 36.8398 | 40.4885 | 40.7895 | 50.8489 | 47.8106 | 57.1782 | 60.6983 | 50.8169 | 60.5256 | 58.8003
Total excluding storage |  | 8896.5801 | 12761.5691 | 9880.3425 | 9974.0914 | 11780.2711 | 11040.2767 | 11159.9158 | 11972.0842 | 11880.7411 | 10612.5343 | 14445.7019 | 13785.2946 | 14089.793 | 16140.1113 | 15438.6545 | 15524.1609 | 15853.1717 | 14544.3052 | 12863.5547 | 16859.096 | 13914.632 | 13974.4343 | 16055.6163 | 14780.8169 | 15068.6645
Explicitly modelled pumping
Region | Technology | 2021-22 | 2022-23 | 2023-24 | 2024-25 | 2025-26 | 2026-27 | 2027-28 | 2028-29 | 2029-30 | 2030-31 | 2031-32 | 2032-33 | 2033-34 | 2034-35 | 2035-36 | 2036-37 | 2037-38 | 2038-39 | 2039-40 | 2040-41 | 2041-42 | 2042-43 | 2043-44 | 2044-45 | 2045-46
NEM | LS Battery pump | 234.7672 | 257.9575 | 345.128 | 322.8318 | 345.7549 | 351.1509 | 358.9884 | 958.1142 | 949.1836 | 1356.008 | 1548.5002 | 1848.3504 | 2217.8758 | 2305.2795 | 4003.3437 | 4072.271 | 4096.5191 | 4087.0189 | 4166.1507 | 4084.6435 | 5833.55 | 6650.4724 | 6495.4073 | 7004.4577 | 7018.0266
NEM | Pumped Hydro pump | 111.1798 | 507.2835 | 858.139 | 986.5607 | 2407.7346 | 4420.9931 | 5136.2865 | 5353.8292 | 12547.1104 | 13293.8763 | 12088.8105 | 13890.2755 | 12729.5163 | 12144.6927 | 14147.4897 | 14280.6691 | 16104.3146 | 15916.6222 | 17542.6427 | 18052.9993 | 17958.4728 | 21515.7369 | 21276.0109 | 24995.7147 | 24247.832
NEM | VPP pump | 43.5072 | 85.8011 | 128.3707 | 185.6855 | 284.0039 | 406.7951 | 571.134 | 767.576 | 973.9686 | 1167.1385 | 1386.7053 | 1634.916 | 1848.2613 | 1982.6103 | 2172.4623 | 2288.0054 | 2398.6006 | 2539.7589 | 2724.3787 | 2883.5299 | 3103.3922 | 3360.7355 | 3370.2592 | 3590.3582 | 3741.1914
Region | Technology | 2021-22 | 2022-23 | 2023-24 | 2024-25 | 2025-26 | 2026-27 | 2027-28 | 2028-29 | 2029-30 | 2030-31 | 2031-32 | 2032-33 | 2033-34 | 2034-35 | 2035-36 | 2036-37 | 2037-38 | 2038-39 | 2039-40 | 2040-41 | 2041-42 | 2042-43 | 2043-44 | 2044-45 | 2045-46
NSW1 | LS Battery pump | 0.011837 | 0.012951 | 0.013197 | 0.013068 | 0.017097 | 0.023575 | 0.025612 | 0.032274 | 0.032575 | 0.089294 | 0.089221 | 0.14778 | 127.53 | 124.6101 | 1744.6406 | 1832.604 | 1766.216 | 1756.3829 | 1802.7491 | 1769.3263 | 3390.2753 | 4247.0298 | 4158.4197 | 4335.4436 | 4339.0949
NSW1 | Pumped Hydro pump | 22.8929 | 368.5911 | 555.6028 | 679.4928 | 1992.8161 | 3807.3123 | 4419.1583 | 4652.7168 | 11862.6263 | 12563.7997 | 11581.2847 | 13100.7569 | 12077.4334 | 11569.0605 | 13292.3086 | 13593.6291 | 13956.765 | 13719.1356 | 15214.5506 | 15684.4444 | 14991.7967 | 15663.1344 | 14954.7637 | 16402.8362 | 15880.8998
NSW1 | VPP pump | 8.6369 | 32.6636 | 39.9447 | 70.577 | 108.988 | 155.7893 | 219.7147 | 283.9686 | 356.1723 | 420.6006 | 480.2599 | 570.3296 | 637.3913 | 668.1865 | 744.9878 | 785.078 | 820.6335 | 863.2286 | 924.6406 | 991.7275 | 1054.7897 | 1145.8325 | 1173.6798 | 1233.1856 | 1283.089
Region | Technology | 2021-22 | 2022-23 | 2023-24 | 2024-25 | 2025-26 | 2026-27 | 2027-28 | 2028-29 | 2029-30 | 2030-31 | 2031-32 | 2032-33 | 2033-34 | 2034-35 | 2035-36 | 2036-37 | 2037-38 | 2038-39 | 2039-40 | 2040-41 | 2041-42 | 2042-43 | 2043-44 | 2044-45 | 2045-46
QLD1 | LS Battery pump | 1.0038 | 19.58 | 25.705 | 28.4095 | 33.8928 | 35.0858 | 37.8864 | 640.539 | 636.9293 | 629.2001 | 853.0018 | 876.8276 | 1151.3906 | 1288.5575 | 1320.6044 | 1297.8718 | 1257.9782 | 1258.6183 | 1287.254 | 1284.9272 | 1292.8878 | 1346.0828 | 1310.6716 | 1396.3462 | 1388.9759
QLD1 | Pumped Hydro pump | 88.287 | 138.6924 | 302.5362 | 307.0586 | 414.9082 | 613.6668 | 717.1139 | 701.0952 | 684.4666 | 730.0575 | 507.5047 | 789.4951 | 652.0594 | 575.6084 | 855.1549 | 687.0127 | 2147.4962 | 2197.4307 | 2328.0022 | 2368.4667 | 2432.3626 | 5327.519 | 5037.6562 | 5684.3577 | 5445.5169
QLD1 | VPP pump | 8.6491 | 13.7546 | 22.3839 | 34.3592 | 54.7315 | 79.441 | 112.7028 | 147.9804 | 188.3551 | 229.9568 | 280.3119 | 338.1446 | 389.4371 | 426.2841 | 468.7556 | 494.5944 | 527.7228 | 565.3729 | 610.9045 | 643.5349 | 692.2344 | 759.4262 | 781.0891 | 818.2673 | 847.1896
Region | Technology | 2021-22 | 2022-23 | 2023-24 | 2024-25 | 2025-26 | 2026-27 | 2027-28 | 2028-29 | 2029-30 | 2030-31 | 2031-32 | 2032-33 | 2033-34 | 2034-35 | 2035-36 | 2036-37 | 2037-38 | 2038-39 | 2039-40 | 2040-41 | 2041-42 | 2042-43 | 2043-44 | 2044-45 | 2045-46
VIC1 | LS Battery pump | 141.3268 | 158.3168 | 218.4818 | 208.2843 | 222.9076 | 225.3146 | 229.0526 | 225.5134 | 223.1194 | 577.7619 | 551.3997 | 538.9057 | 507.5337 | 494.763 | 521.8402 | 520.2847 | 500.1945 | 503.4791 | 509.9078 | 485.9369 | 420.4579 | 349.5011 | 324.6481 | 356.6674 | 356.7108
VIC1 | Pumped Hydro pump | 0 | 0 | 0 | 0.0040651 | 0.0042359 | 0.0072407 | 0.0073808 | 0.0089632 | 0.0090335 | 0.010232 | 0.009937 | 0.0097311 | 0.0097726 | 0.0098591 | 0.010244 | 0.010367 | 0.026267 | 0.02654 | 0.044062 | 0.043506 | 534.2546 | 525.0252 | 1283.5339 | 2908.458 | 2921.354
VIC1 | VPP pump | 12.6845 | 18.355 | 33.2828 | 47.2716 | 74.9324 | 108.7235 | 155.0451 | 228.207 | 297.0182 | 361.8811 | 432.882 | 505.6901 | 580.8724 | 638.8218 | 685.8405 | 725.2368 | 754.2456 | 801.0557 | 855.7141 | 903.9813 | 979.8514 | 1048.1091 | 1030.1588 | 1126.0323 | 1184.9806
Region | Technology | 2021-22 | 2022-23 | 2023-24 | 2024-25 | 2025-26 | 2026-27 | 2027-28 | 2028-29 | 2029-30 | 2030-31 | 2031-32 | 2032-33 | 2033-34 | 2034-35 | 2035-36 | 2036-37 | 2037-38 | 2038-39 | 2039-40 | 2040-41 | 2041-42 | 2042-43 | 2043-44 | 2044-45 | 2045-46
SA1 | LS Battery pump | 92.4227 | 80.0452 | 100.9257 | 86.1227 | 88.935 | 90.7237 | 92.0198 | 92.0249 | 89.0976 | 148.948 | 143.9951 | 432.4558 | 431.4081 | 397.335 | 416.2445 | 421.4959 | 572.1153 | 568.5239 | 566.2245 | 544.4356 | 729.9099 | 707.8389 | 701.6464 | 915.9777 | 933.2226
SA1 | Pumped Hydro pump | 0 | 0 | 0 | 0.0023368 | 0.0025839 | 0.0032161 | 0.0032771 | 0.0040997 | 0.004118 | 0.0041177 | 0.0041225 | 0.0045315 | 0.0045766 | 0.0047166 | 0.0061224 | 0.0065248 | 0.014144 | 0.014383 | 0.014521 | 0.01472 | 0.019816 | 0.019898 | 0.020284 | 0.022644 | 0.02279
SA1 | VPP pump | 13.4747 | 20.917 | 32.5347 | 33.0895 | 44.8204 | 61.6284 | 81.9821 | 104.2668 | 125.4746 | 142.5909 | 160.3141 | 184.2228 | 201.5918 | 211.4933 | 231.0217 | 239.8925 | 248.5106 | 262.2677 | 273.4593 | 288.2104 | 309.43 | 336.1496 | 325.7485 | 341.8736 | 356.9682
Region | Technology | 2021-22 | 2022-23 | 2023-24 | 2024-25 | 2025-26 | 2026-27 | 2027-28 | 2028-29 | 2029-30 | 2030-31 | 2031-32 | 2032-33 | 2033-34 | 2034-35 | 2035-36 | 2036-37 | 2037-38 | 2038-39 | 2039-40 | 2040-41 | 2041-42 | 2042-43 | 2043-44 | 2044-45 | 2045-46
TAS1 | LS Battery pump | 0.0021303 | 0.0024942 | 0.0023023 | 0.002227 | 0.0023643 | 0.0032363 | 0.0040287 | 0.0046451 | 0.0046742 | 0.0085899 | 0.014399 | 0.013524 | 0.013407 | 0.013877 | 0.014044 | 0.014665 | 0.015045 | 0.014693 | 0.015306 | 0.01739 | 0.019213 | 0.019709 | 0.021377 | 0.02271 | 0.022411
TAS1 | Pumped Hydro pump | 0 | 0 | 0 | 0.0029597 | 0.0034718 | 0.0035495 | 0.003718 | 0.004083 | 0.0044344 | 0.0047646 | 0.0069709 | 0.0093116 | 0.0090841 | 0.0091611 | 0.0098776 | 0.010386 | 0.012982 | 0.014912 | 0.031328 | 0.029994 | 0.039004 | 0.038409 | 0.036833 | 0.04018 | 0.038554
TAS1 | VPP pump | 0.061951 | 0.11091 | 0.22469 | 0.38823 | 0.53169 | 1.2129 | 1.6892 | 3.1532 | 6.9484 | 12.1091 | 32.9374 | 36.529 | 38.9686 | 37.8245 | 41.8568 | 43.2037 | 47.488 | 47.834 | 59.6602 | 56.0758 | 67.0867 | 71.2181 | 59.583 | 70.9993 | 68.964
Non-controllable capacity
Region | Technology | 2021-22 | 2022-23 | 2023-24 | 2024-25 | 2025-26 | 2026-27 | 2027-28 | 2028-29 | 2029-30 | 2030-31 | 2031-32 | 2032-33 | 2033-34 | 2034-35 | 2035-36 | 2036-37 | 2037-38 | 2038-39 | 2039-40 | 2040-41 | 2041-42 | 2042-43 | 2043-44 | 2044-45 | 2045-46
NEM | Distributed PV | 18081.4385 | 20662.0105 | 22943.6963 | 24337.6743 | 25836.666 | 29743.5984 | 31628.6111 | 30029.2532 | 32659.5112 | 35030.6528 | 36638.3 | 38077.4147 | 38254.9566 | 38392.5786 | 42801.8256 | 44411.536 | 41595.185 | 45056.2137 | 48266.3573 | 50374.6374 | 52032.0058 | 52366.5855 | 52314.4467 | 57698.1416 | 59145.9013
NEM | Behind the meter battery | 235.9272 | 295.6884 | 352.2647 | 423.3402 | 517.0183 | 630.3563 | 747.2979 | 849.1512 | 962.5084 | 1106.43 | 1314.8337 | 1452.9197 | 1568.9294 | 1646.6059 | 1711.1141 | 1742.8868 | 1766.3005 | 1791.3782 | 1823.4712 | 1862.3815 | 1899.3742 | 1929.5881 | 1960.5474 | 1934.9252 | 1914.4989
NEM | Behind the meter battery pump | 277.673 | 348.0493 | 414.6572 | 498.4955 | 608.4006 | 741.8638 | 879.5954 | 999.5787 | 1132.8894 | 1302.689 | 1548.0918 | 1710.401 | 1846.6072 | 1938.555 | 2014.402 | 2051.5871 | 2079.5415 | 2108.7376 | 2146.4946 | 2191.783 | 2235.6369 | 2271.7864 | 2307.5227 | 2277.5593 | 2252.9965
Region | Technology | 2021-22 | 2022-23 | 2023-24 | 2024-25 | 2025-26 | 2026-27 | 2027-28 | 2028-29 | 2029-30 | 2030-31 | 2031-32 | 2032-33 | 2033-34 | 2034-35 | 2035-36 | 2036-37 | 2037-38 | 2038-39 | 2039-40 | 2040-41 | 2041-42 | 2042-43 | 2043-44 | 2044-45 | 2045-46
NSW1 | Distributed PV | 5262.5019 | 6181.7165 | 6669.0034 | 7202.2517 | 7719.6429 | 9159.6898 | 9481.6779 | 8800.2095 | 9379.035 | 10306.881 | 11157.5636 | 11238.4223 | 11474.5015 | 11494.531 | 13223.1517 | 13573.9529 | 12642.5339 | 13512.5449 | 14814.1646 | 15966.6433 | 16025.1219 | 16436.6451 | 16440.3606 | 18694.2724 | 18945.0237
NSW1 | Behind the meter battery | 90.0072 | 110.2191 | 136.4393 | 168.5489 | 207.4514 | 250.266 | 291.4824 | 323.2254 | 360.3632 | 404.9301 | 466.6639 | 512.7177 | 547.4368 | 569.9907 | 588.6488 | 597.6346 | 604.674 | 611.8214 | 622.5776 | 634.0335 | 643.985 | 651.3859 | 660.2848 | 651.75 | 644.1858
NSW1 | Behind the meter battery pump | 105.9474 | 129.7584 | 160.6557 | 198.4993 | 244.1302 | 294.4627 | 342.9722 | 380.5132 | 424.2251 | 476.8077 | 549.6379 | 603.5133 | 644.4395 | 671.0136 | 693.247 | 703.6734 | 712.0602 | 719.8045 | 732.7046 | 746.0059 | 757.7618 | 767.3056 | 777.3245 | 767.0598 | 757.9325
Region | Technology | 2021-22 | 2022-23 | 2023-24 | 2024-25 | 2025-26 | 2026-27 | 2027-28 | 2028-29 | 2029-30 | 2030-31 | 2031-32 | 2032-33 | 2033-34 | 2034-35 | 2035-36 | 2036-37 | 2037-38 | 2038-39 | 2039-40 | 2040-41 | 2041-42 | 2042-43 | 2043-44 | 2044-45 | 2045-46
QLD1 | Distributed PV | 5599.1331 | 6419.2022 | 6849.2421 | 6976.7306 | 7521.3008 | 8418.7777 | 8849.2799 | 7761.558 | 8742.3147 | 9381.0994 | 10217.29 | 10464.7374 | 10402.3916 | 10912.844 | 12104.4336 | 12579.6083 | 10999.1279 | 12302.5311 | 13081.1652 | 14105.7025 | 14319.6371 | 14202.9929 | 14756.9594 | 16066.2499 | 16501.2635
QLD1 | Behind the meter battery | 42.5061 | 52.2853 | 64.4828 | 79.8821 | 99.0938 | 120.4026 | 140.3409 | 158.8517 | 179.4304 | 211.6215 | 259.7776 | 289.5673 | 319.062 | 340.4985 | 358.3762 | 368.3635 | 377.2019 | 385.2411 | 394.5718 | 406.6355 | 418.6747 | 428.6586 | 438.6419 | 433.8609 | 430.5248
QLD1 | Behind the meter battery pump | 50.0114 | 61.5171 | 75.8663 | 94.0696 | 116.591 | 141.7824 | 165.2106 | 186.9183 | 211.1333 | 249.2238 | 305.8177 | 340.7102 | 375.3906 | 400.7088 | 421.6659 | 433.7423 | 444.194 | 453.6394 | 464.4238 | 478.9375 | 492.5953 | 504.5666 | 516.0603 | 510.9699 | 506.6583
Region | Technology | 2021-22 | 2022-23 | 2023-24 | 2024-25 | 2025-26 | 2026-27 | 2027-28 | 2028-29 | 2029-30 | 2030-31 | 2031-32 | 2032-33 | 2033-34 | 2034-35 | 2035-36 | 2036-37 | 2037-38 | 2038-39 | 2039-40 | 2040-41 | 2041-42 | 2042-43 | 2043-44 | 2044-45 | 2045-46
VIC1 | Distributed PV | 4340.4611 | 4948.3455 | 6032.5825 | 6682.6204 | 7094.1359 | 8336.0077 | 9185.2389 | 9387.8939 | 10175.568 | 10822.1118 | 10650.8615 | 11521.6136 | 11532.8945 | 11240.915 | 12363.9281 | 12838.7273 | 12633.4748 | 13592.8763 | 14534.1199 | 14353.8401 | 15458.2942 | 15526.0291 | 15088.8859 | 16500.6469 | 16953.5734
VIC1 | Behind the meter battery | 50.7487 | 64.0724 | 78.2811 | 97.6715 | 122.4763 | 153.7996 | 191.9736 | 233.6296 | 278.1367 | 330.1224 | 402.9521 | 452.1208 | 493.0893 | 520.246 | 543.7819 | 555.6862 | 563.6858 | 572.6792 | 584.2356 | 598.0026 | 611.0767 | 623.1964 | 633.9045 | 626.627 | 621.1881
VIC1 | Behind the meter battery pump | 59.7096 | 75.4292 | 92.1629 | 114.9632 | 144.1316 | 180.9664 | 226.0656 | 275.0229 | 327.3813 | 388.631 | 474.2354 | 532.4976 | 580.3924 | 612.6206 | 640.1593 | 653.9105 | 663.5348 | 674.3312 | 687.9243 | 703.5448 | 719.6677 | 733.3926 | 745.9929 | 737.4345 | 730.917
Region | Technology | 2021-22 | 2022-23 | 2023-24 | 2024-25 | 2025-26 | 2026-27 | 2027-28 | 2028-29 | 2029-30 | 2030-31 | 2031-32 | 2032-33 | 2033-34 | 2034-35 | 2035-36 | 2036-37 | 2037-38 | 2038-39 | 2039-40 | 2040-41 | 2041-42 | 2042-43 | 2043-44 | 2044-45 | 2045-46
SA1 | Distributed PV | 2633.8628 | 2839.4658 | 3080.7142 | 3134.3479 | 3135.6143 | 3403.7903 | 3660.6797 | 3624.2978 | 3889.2756 | 4020.359 | 4100.6523 | 4303.1976 | 4273.7411 | 4176.9992 | 4477.1585 | 4754.2297 | 4640.4876 | 4935.9472 | 5081.0751 | 5170.7322 | 5403.3197 | 5345.3406 | 5186.331 | 5510.474 | 5790.1539
SA1 | Behind the meter battery | 46.4219 | 61.9061 | 64.2884 | 66.5711 | 74.9682 | 89.8957 | 103.7878 | 111.039 | 120.0835 | 132.5416 | 153.6951 | 164.0583 | 172.5291 | 177.5768 | 180.8713 | 181.333 | 180.3934 | 180.9303 | 180.9507 | 182.0889 | 183.5319 | 183.8799 | 184.8826 | 180.752 | 177.3684
SA1 | Behind the meter battery pump | 54.6558 | 72.862 | 75.647 | 78.4055 | 88.2173 | 105.825 | 122.1405 | 130.7539 | 141.3202 | 155.9863 | 181.019 | 193.1065 | 203.0632 | 209.1477 | 212.9135 | 213.3358 | 212.245 | 213.0384 | 213.0374 | 214.2679 | 216.0445 | 216.5182 | 217.7072 | 212.7278 | 208.9524
Region | Technology | 2021-22 | 2022-23 | 2023-24 | 2024-25 | 2025-26 | 2026-27 | 2027-28 | 2028-29 | 2029-30 | 2030-31 | 2031-32 | 2032-33 | 2033-34 | 2034-35 | 2035-36 | 2036-37 | 2037-38 | 2038-39 | 2039-40 | 2040-41 | 2041-42 | 2042-43 | 2043-44 | 2044-45 | 2045-46
TAS1 | Distributed PV | 245.4797 | 273.2806 | 312.1541 | 341.7237 | 365.9722 | 425.333 | 451.7347 | 455.294 | 473.318 | 500.2016 | 511.9325 | 549.4438 | 571.4279 | 567.2893 | 633.1537 | 665.0178 | 679.5608 | 712.3141 | 755.8326 | 777.7193 | 825.6329 | 855.5778 | 841.9099 | 926.4983 | 955.8868
TAS1 | Behind the meter battery | 6.2433 | 7.2055 | 8.773 | 10.6667 | 13.0287 | 15.9925 | 19.7133 | 22.4055 | 24.4947 | 27.2144 | 31.745 | 34.4556 | 36.8121 | 38.294 | 39.4359 | 39.8695 | 40.3453 | 40.7062 | 41.1356 | 41.621 | 42.106 | 42.4675 | 42.8336 | 41.9353 | 41.2319
TAS1 | Behind the meter battery pump | 7.3488 | 8.4826 | 10.3253 | 12.5578 | 15.3304 | 18.8271 | 23.2065 | 26.3703 | 28.8295 | 32.0401 | 37.3819 | 40.5735 | 43.3214 | 45.0642 | 46.4164 | 46.9251 | 47.5075 | 47.9241 | 48.4046 | 49.0268 | 49.5677 | 50.0033 | 50.4378 | 49.3673 | 48.5363

## Option3C_Capacity
Installed capacity by technology (MW) - HumeLink Option 3C, Fast Change Scenario
Capacity calculated on 1 July. In early study years some wind and solar projects enter later in the financial year and are therefore reflected in the following financial year's capacity.
Explicitly modelled generation
Region | Technology | 2021-22 | 2022-23 | 2023-24 | 2024-25 | 2025-26 | 2026-27 | 2027-28 | 2028-29 | 2029-30 | 2030-31 | 2031-32 | 2032-33 | 2033-34 | 2034-35 | 2035-36 | 2036-37 | 2037-38 | 2038-39 | 2039-40 | 2040-41 | 2041-42 | 2042-43 | 2043-44 | 2044-45 | 2045-46
NEM | Black Coal | 18386 | 17886 | 16386 | 16302.1295 | 15272.3135 | 14563.1439 | 13338.9452 | 12728.8183 | 11408.8196 | 11238.0008 | 10372.3282 | 10372.3131 | 10372.3131 | 10372.3131 | 7065.9995 | 6366 | 5216 | 5216 | 5216 | 5216 | 5216 | 3152 | 2787 | 2421.9999 | 2056.9999
NEM | Brown Coal | 4775 | 4775 | 4775 | 3446.4764 | 3263.5414 | 3263.5413 | 3139.4004 | 3077.0737 | 3077.0737 | 3077.0737 | 3077.0737 | 3077.0737 | 3077.0737 | 3077.0737 | 3077.0737 | 3077.0737 | 3077.0737 | 2905.4189 | 2905.4189 | 2905.4189 | 2905.4189 | 2905.4189 | 2905.4189 | 2905.4189 | 2628.0007
NEM | CCGT | 3138.899 | 3138.8999 | 2958.9001 | 2958.9002 | 2958.9002 | 2958.9003 | 2958.9003 | 2958.9004 | 2958.9004 | 2958.9005 | 2958.9005 | 2958.9007 | 2958.9008 | 2958.9009 | 2958.9011 | 2573.9013 | 2044.9023 | 2044.9024 | 1901.5026 | 1901.5026 | 1901.5029 | 1901.5033 | 1461.5035 | 1276.5045 | 632.0046
NEM | Gas - Steam | 1420 | 1300 | 1300 | 1300 | 1300 | 1300 | 1300 | 1300 | 1300 | 1300 | 1300 | 1300 | 1300 | 1300 | 500 | 500 | 500 | 500 | 0 | 0 | 0 | 0 | 0 | 0 | 0
NEM | OCGT / Diesel | 6712.6414 | 6712.6416 | 6712.6421 | 6712.6423 | 6712.6424 | 6712.6427 | 6712.6428 | 6712.6429 | 6712.6429 | 6306.6431 | 6306.6431 | 6072.3032 | 5622.3033 | 5505.3035 | 5375.3037 | 5867.9365 | 6154.236 | 6154.236 | 5714.2365 | 5594.2365 | 5594.2369 | 5500.237 | 5567.6112 | 4975.5114 | 4975.5125
NEM | Hydro | 7132.9 | 7132.9 | 7132.9 | 7132.9 | 7132.9 | 7132.9 | 7132.9 | 7132.9 | 7132.9 | 7132.9 | 7132.9 | 7132.9 | 7132.9 | 7132.9 | 7132.9 | 7132.9 | 7046.5 | 7046.5 | 7046.5 | 7046.5 | 7046.5 | 6980.5 | 6980.5 | 6980.5 | 6980.5
NEM | Wind | 9323.548 | 10620.3741 | 11204.0165 | 11962.7858 | 12328.2009 | 12571.0332 | 12841.1841 | 14619.1118 | 16628.8046 | 16713.0987 | 17219.8832 | 18737.5358 | 18994.2738 | 20345.2117 | 23295.9347 | 25659.2132 | 30101.9326 | 30258.7708 | 30298.6856 | 29774.3155 | 31565.8007 | 34459.92 | 33793.2374 | 33218.5644 | 33872.0996
NEM | Solar PV | 5590.9163 | 8196.4331 | 8432.4696 | 8432.4701 | 9378.2576 | 10317.06 | 10945.1158 | 10945.1196 | 15100.623 | 15100.6268 | 15100.651 | 15236.6555 | 15579.5901 | 15579.5914 | 16258.6142 | 16764.032 | 18253.6138 | 19038.4948 | 19038.4951 | 19824.0578 | 21069.1945 | 25892.6809 | 25890.6563 | 25545.5165 | 25450.2581
NEM | LS Battery | 242.3359 | 562.3361 | 562.3361 | 562.3361 | 562.3377 | 562.3443 | 562.346 | 969.3329 | 969.3329 | 1241.7432 | 1414.6146 | 1624.0838 | 1862.3533 | 1942.7919 | 3072.0098 | 3130.7275 | 3247.943 | 3247.943 | 3247.943 | 3247.943 | 4506.2076 | 4872.8903 | 4887.093 | 5088.4335 | 5078.4322
NEM | Pumped Hydro | 810 | 810 | 810 | 810.0082 | 2850.0091 | 2850.0111 | 2850.0112 | 2850.0131 | 4850.0068 | 4850.0074 | 4850.0078 | 4850.0087 | 4850.0088 | 4850.0094 | 4850.01 | 5060.0235 | 5569.4244 | 5569.4252 | 5569.4349 | 5569.435 | 5750.8317 | 6617.4562 | 6891.6774 | 7539.0069 | 7539.0069
NEM | VPP | 64.9 | 105.21 | 157.21 | 231.2 | 336.6 | 482.5 | 666.21 | 887.3 | 1169.7 | 1451.4 | 1835.5 | 2195.8 | 2552.1 | 2864.5 | 3151.9 | 3412.61 | 3667.51 | 3928.3099 | 4202.29 | 4515.5099 | 4833.8999 | 5159.8999 | 5494.2 | 5756.6099 | 6027.9001
Total excluding storage |  | 56479.9047 | 59762.2487 | 58901.9283 | 58248.3044 | 58346.756 | 58819.2214 | 58369.0886 | 59474.5665 | 64319.7642 | 63827.2436 | 63468.3797 | 64887.6819 | 65037.3547 | 66271.2942 | 65664.7269 | 67941.0567 | 72394.2584 | 73164.323 | 72120.8387 | 72262.0313 | 75298.6538 | 80792.26 | 79385.9272 | 77324.0155 | 76595.3753
Region | Technology | 2021-22 | 2022-23 | 2023-24 | 2024-25 | 2025-26 | 2026-27 | 2027-28 | 2028-29 | 2029-30 | 2030-31 | 2031-32 | 2032-33 | 2033-34 | 2034-35 | 2035-36 | 2036-37 | 2037-38 | 2038-39 | 2039-40 | 2040-41 | 2041-42 | 2042-43 | 2043-44 | 2044-45 | 2045-46
NSW1 | Black Coal | 10260 | 9760 | 8260 | 8260 | 8259.9973 | 7550.8282 | 6416.5026 | 6416.5026 | 5096.5039 | 4925.6851 | 4060.0125 | 4059.9973 | 4059.9973 | 4059.9973 | 1320 | 1320 | 1320 | 1320 | 1320 | 1320 | 1320 | 0 | 0 | 0 | 0
NSW1 | Brown Coal | 0 | 0 | 0 | 0 | 0 | 0 | 0 | 0 | 0 | 0 | 0 | 0 | 0 | 0 | 0 | 0 | 0 | 0 | 0 | 0 | 0 | 0 | 0 | 0 | 0
NSW1 | CCGT | 624.999 | 624.9992 | 624.9993 | 624.9993 | 624.9993 | 624.9993 | 624.9993 | 624.9993 | 624.9993 | 624.9993 | 624.9993 | 624.9993 | 624.9994 | 624.9994 | 624.9994 | 624.9996 | 625 | 625 | 625 | 625 | 625 | 625.0002 | 185.0002 | 0.0012341 | 0.0012345
NSW1 | Gas - Steam | 0 | 0 | 0 | 0 | 0 | 0 | 0 | 0 | 0 | 0 | 0 | 0 | 0 | 0 | 0 | 0 | 0 | 0 | 0 | 0 | 0 | 0 | 0 | 0 | 0
NSW1 | OCGT / Diesel | 1438.0005 | 1438.0005 | 1438.0009 | 1438.0009 | 1438.001 | 1438.001 | 1438.001 | 1438.0011 | 1438.0011 | 1438.0011 | 1438.0011 | 1438.0011 | 1438.0011 | 1438.0012 | 1388.0012 | 1880.6313 | 2166.9292 | 2166.9292 | 2166.9292 | 2166.9292 | 2166.9294 | 2166.9294 | 2166.9307 | 1678.6049 | 1678.6049
NSW1 | Hydro | 2525 | 2525 | 2525 | 2525 | 2525 | 2525 | 2525 | 2525 | 2525 | 2525 | 2525 | 2525 | 2525 | 2525 | 2525 | 2525 | 2525 | 2525 | 2525 | 2525 | 2525 | 2525 | 2525 | 2525 | 2525
NSW1 | Wind | 1986.45 | 2213.2604 | 2796.8982 | 3554.6257 | 3554.6264 | 3581.3261 | 3851.4769 | 4613.674 | 6484.2805 | 6484.2805 | 6484.2805 | 6484.2807 | 6484.2807 | 6484.2809 | 7740.4277 | 7693.9279 | 8968.9721 | 8866.496 | 8866.4975 | 8505.9977 | 9385.4877 | 9385.4909 | 9090.5109 | 9090.511 | 9090.5116
NSW1 | Solar PV | 2150.5196 | 3866.8348 | 4102.8713 | 4102.8716 | 5048.6556 | 5987.4557 | 6615.5104 | 6615.5106 | 10771.0137 | 10771.0137 | 10771.0137 | 10771.0141 | 10771.0141 | 10771.0141 | 10771.0151 | 10771.0154 | 12053.3555 | 11903.0556 | 11903.0556 | 12620.7151 | 12620.7157 | 14738.2529 | 14665.2536 | 14665.2536 | 14665.2555
NSW1 | LS Battery | 0.0032047 | 0.0033932 | 0.0034847 | 0.0034848 | 0.0049981 | 0.0070279 | 0.0077258 | 0.010885 | 0.010886 | 0.04072 | 0.040814 | 0.078441 | 89.2235 | 89.2235 | 1218.4415 | 1277.1592 | 1277.1592 | 1277.1592 | 1277.1592 | 1277.1592 | 2423.9762 | 3063.6833 | 3063.6892 | 3063.7212 | 3063.7198
NSW1 | Pumped Hydro | 240 | 240 | 240 | 240.0046 | 2280.0052 | 2280.0057 | 2280.0058 | 2280.0064 | 4280 | 4280 | 4280 | 4280 | 4280 | 4280 | 4280 | 4489.9999 | 4539.9996 | 4539.9996 | 4539.9996 | 4539.9996 | 4540.0001 | 4540.0002 | 4540.0002 | 4540.0002 | 4540.0002
NSW1 | VPP | 25 | 39.71 | 61.21 | 92.1 | 135 | 191.8 | 261.41 | 342.7 | 447.9 | 547.6 | 676.5 | 801.4 | 918.5 | 1016.7 | 1105.9 | 1189.91 | 1273.41 | 1359.71 | 1451.89 | 1556.01 | 1661.1999 | 1769.1 | 1880.1999 | 1968.6099 | 2060
Total excluding storage |  | 18984.9691 | 20428.0949 | 19747.7697 | 20505.4975 | 21451.2796 | 21707.6103 | 21471.4901 | 22233.6874 | 26939.7984 | 26768.9796 | 25903.307 | 25903.2925 | 25903.2926 | 25903.2929 | 24369.4434 | 24815.5742 | 27659.2568 | 27406.4808 | 27406.4823 | 27763.642 | 28643.1328 | 29440.6735 | 28632.6954 | 27959.3707 | 27959.3732
Region | Technology | 2021-22 | 2022-23 | 2023-24 | 2024-25 | 2025-26 | 2026-27 | 2027-28 | 2028-29 | 2029-30 | 2030-31 | 2031-32 | 2032-33 | 2033-34 | 2034-35 | 2035-36 | 2036-37 | 2037-38 | 2038-39 | 2039-40 | 2040-41 | 2041-42 | 2042-43 | 2043-44 | 2044-45 | 2045-46
QLD1 | Black Coal | 8126 | 8126 | 8126 | 8042.1295 | 7012.3162 | 7012.3157 | 6922.4426 | 6312.3157 | 6312.3157 | 6312.3157 | 6312.3157 | 6312.3157 | 6312.3157 | 6312.3157 | 5745.9995 | 5046 | 3896 | 3896 | 3896 | 3896 | 3896 | 3152 | 2787 | 2421.9999 | 2056.9999
QLD1 | Brown Coal | 0 | 0 | 0 | 0 | 0 | 0 | 0 | 0 | 0 | 0 | 0 | 0 | 0 | 0 | 0 | 0 | 0 | 0 | 0 | 0 | 0 | 0 | 0 | 0 | 0
QLD1 | CCGT | 1596.9 | 1596.9002 | 1596.9002 | 1596.9002 | 1596.9002 | 1596.9003 | 1596.9003 | 1596.9003 | 1596.9003 | 1596.9003 | 1596.9003 | 1596.9003 | 1596.9003 | 1596.9004 | 1596.9004 | 1211.9005 | 1211.9007 | 1211.9007 | 1068.5007 | 1068.5007 | 1068.5007 | 1068.5009 | 1068.5009 | 1068.5009 | 424.0009
QLD1 | Gas - Steam | 0 | 0 | 0 | 0 | 0 | 0 | 0 | 0 | 0 | 0 | 0 | 0 | 0 | 0 | 0 | 0 | 0 | 0 | 0 | 0 | 0 | 0 | 0 | 0 | 0
QLD1 | OCGT / Diesel | 1909.0002 | 1909.0002 | 1909.0003 | 1909.0004 | 1909.0005 | 1909.0006 | 1909.0006 | 1909.0007 | 1909.0007 | 1909.0007 | 1909.0007 | 1909.0007 | 1629.0007 | 1512.0007 | 1512.0007 | 1512.0033 | 1512.0037 | 1512.0037 | 1512.0037 | 1512.0037 | 1512.0037 | 1512.0037 | 1512.0037 | 1369.0037 | 1369.0037
QLD1 | Hydro | 152.4 | 152.4 | 152.4 | 152.4 | 152.4 | 152.4 | 152.4 | 152.4 | 152.4 | 152.4 | 152.4 | 152.4 | 152.4 | 152.4 | 152.4 | 152.4 | 66 | 66 | 66 | 66 | 66 | 0 | 0 | 0 | 0
QLD1 | Wind | 676.608 | 1176.6141 | 1176.6145 | 1176.6153 | 1542.0293 | 1732.7202 | 1732.7202 | 2715.9721 | 2715.9721 | 2715.9722 | 3222.7566 | 3669.2798 | 3669.2799 | 5020.2103 | 5484.7762 | 7909.4142 | 10105.8143 | 10105.8143 | 10105.8143 | 10105.8144 | 10236.3572 | 11246.8661 | 11318.3213 | 11080.6911 | 12290.8102
QLD1 | Solar PV | 1965.8582 | 2775.8589 | 2775.8589 | 2775.8589 | 2775.8605 | 2775.8616 | 2775.8619 | 2775.8637 | 2775.8637 | 2775.8643 | 2775.885 | 2911.8715 | 3254.8049 | 3254.8049 | 3655.6163 | 3534.6164 | 3484.6165 | 3484.6165 | 3484.6165 | 3484.6261 | 3873.6851 | 6579.6338 | 6426.6346 | 6328.4948 | 6264.3349
QLD1 | LS Battery | 2.0006 | 22.0006 | 22.0006 | 22.0006 | 22.0007 | 22.0025 | 22.0025 | 428.9837 | 428.9837 | 428.984 | 601.854 | 601.8541 | 806.3085 | 911.7471 | 911.7471 | 911.7471 | 911.7471 | 911.7471 | 911.7471 | 911.7471 | 911.7466 | 938.7222 | 938.7222 | 994.3497 | 994.3496
QLD1 | Pumped Hydro | 570 | 570 | 570 | 570.001 | 570.0012 | 570.0016 | 570.0016 | 570.002 | 570.0021 | 570.0021 | 570.0021 | 570.0021 | 570.0021 | 570.0026 | 570.0027 | 570.016 | 1029.4095 | 1029.4095 | 1029.4096 | 1029.4096 | 1053.9191 | 1920.5435 | 1920.5435 | 2067.8776 | 2067.8776
QLD1 | VPP | 11.8 | 19 | 29.4 | 44.5 | 65.6 | 93.9 | 128.1 | 170.3 | 224.4 | 284.6 | 369.2 | 447.1 | 529.7 | 602 | 668.2 | 729 | 789.1 | 851.3 | 916.2 | 989 | 1064.1 | 1141.2 | 1220.5 | 1281.2 | 1344
Total excluding storage |  | 14426.7665 | 15736.7734 | 15736.7738 | 15652.9043 | 14988.5067 | 15179.1985 | 15089.3257 | 15462.4524 | 15462.4525 | 15462.4531 | 15969.2583 | 16551.768 | 16614.7015 | 17848.632 | 18147.6931 | 19366.3344 | 20276.3352 | 20276.3352 | 20132.9353 | 20132.9449 | 20652.5468 | 23559.0046 | 23112.4605 | 22268.6903 | 22405.1495
Region | Technology | 2021-22 | 2022-23 | 2023-24 | 2024-25 | 2025-26 | 2026-27 | 2027-28 | 2028-29 | 2029-30 | 2030-31 | 2031-32 | 2032-33 | 2033-34 | 2034-35 | 2035-36 | 2036-37 | 2037-38 | 2038-39 | 2039-40 | 2040-41 | 2041-42 | 2042-43 | 2043-44 | 2044-45 | 2045-46
VIC1 | Black Coal | 0 | 0 | 0 | 0 | 0 | 0 | 0 | 0 | 0 | 0 | 0 | 0 | 0 | 0 | 0 | 0 | 0 | 0 | 0 | 0 | 0 | 0 | 0 | 0 | 0
VIC1 | Brown Coal | 4775 | 4775 | 4775 | 3446.4764 | 3263.5414 | 3263.5413 | 3139.4004 | 3077.0737 | 3077.0737 | 3077.0737 | 3077.0737 | 3077.0737 | 3077.0737 | 3077.0737 | 3077.0737 | 3077.0737 | 3077.0737 | 2905.4189 | 2905.4189 | 2905.4189 | 2905.4189 | 2905.4189 | 2905.4189 | 2905.4189 | 2628.0007
VIC1 | CCGT | 0 | 0.00020459 | 0.00020509 | 0.00025576 | 0.00025596 | 0.00026385 | 0.00027461 | 0.00030295 | 0.0003252 | 0.00035884 | 0.00035891 | 0.00037145 | 0.00042421 | 0.00042556 | 0.00044567 | 0.00044638 | 0.00055466 | 0.0005983 | 0.00075023 | 0.00075061 | 0.00085048 | 0.00085314 | 0.00086374 | 0.00086421 | 0.00094679
VIC1 | Gas - Steam | 500 | 500 | 500 | 500 | 500 | 500 | 500 | 500 | 500 | 500 | 500 | 500 | 500 | 500 | 500 | 500 | 500 | 500 | 0 | 0 | 0 | 0 | 0 | 0 | 0
VIC1 | OCGT / Diesel | 1900.0002 | 1900.0004 | 1900.0004 | 1900.0004 | 1900.0004 | 1900.0004 | 1900.0004 | 1900.0004 | 1900.0004 | 1900.0006 | 1900.0006 | 1900.0006 | 1730.0006 | 1730.0006 | 1730.0006 | 1730.0006 | 1730.0006 | 1730.0006 | 1290.001 | 1290.001 | 1290.001 | 1196.001 | 1196.001 | 1196.0012 | 1196.0023
VIC1 | Hydro | 2279 | 2279 | 2279 | 2279 | 2279 | 2279 | 2279 | 2279 | 2279 | 2279 | 2279 | 2279 | 2279 | 2279 | 2279 | 2279 | 2279 | 2279 | 2279 | 2279 | 2279 | 2279 | 2279 | 2279 | 2279
VIC1 | Wind | 3928.53 | 4288.5326 | 4288.5329 | 4288.534 | 4288.5342 | 4288.5351 | 4288.5351 | 4288.5388 | 4288.5399 | 4288.5409 | 4288.5409 | 4288.6024 | 4738.5401 | 4738.5454 | 5490.5523 | 5490.5531 | 5921.3855 | 5722.841 | 5944.5608 | 5819.6902 | 6516.3356 | 8399.9428 | 8076.1433 | 7764.1433 | 7327.7319
VIC1 | Solar PV | 1096.5373 | 1096.5375 | 1096.5375 | 1096.5377 | 1096.5382 | 1096.5386 | 1096.5387 | 1096.539 | 1096.5391 | 1096.5416 | 1096.5419 | 1096.5483 | 1096.5487 | 1096.5488 | 1374.7344 | 1906.2232 | 2163.4647 | 3098.6452 | 3098.6454 | 3098.6455 | 3410.6034 | 3410.6035 | 3476.561 | 3364.561 | 3333.4604
VIC1 | LS Battery | 75.3307 | 375.3307 | 375.3307 | 375.3307 | 375.3307 | 375.3323 | 375.3326 | 375.3332 | 375.3332 | 631.6835 | 631.6835 | 631.6835 | 576.3536 | 576.3536 | 576.3536 | 576.3536 | 576.3536 | 576.3536 | 576.3536 | 576.3536 | 576.3528 | 276.3528 | 276.3529 | 276.3529 | 276.353
VIC1 | Pumped Hydro | 0 | 0 | 0 | 0.0010891 | 0.0010998 | 0.0019381 | 0.0019469 | 0.0023575 | 0.0023722 | 0.0027291 | 0.00273 | 0.0027378 | 0.0027444 | 0.0027533 | 0.0027726 | 0.002792 | 0.0075729 | 0.0075913 | 0.012412 | 0.012425 | 156.895 | 156.895 | 431.116 | 931.1109 | 931.1109
VIC1 | VPP | 13.9 | 22.7 | 34.6 | 52.6 | 78.7 | 116 | 167.3 | 235.2 | 322.5 | 409.8 | 530.1 | 643.8 | 758.4 | 865.1 | 966.2 | 1055.4 | 1140 | 1225.2 | 1313.7 | 1416.7 | 1521.1 | 1627.9 | 1737.3 | 1823.5 | 1912.8
Total excluding storage |  | 14479.0675 | 14839.0707 | 14839.0709 | 13510.5488 | 13327.6144 | 13327.6156 | 13203.4749 | 13141.1521 | 13141.1534 | 13141.1571 | 13141.1574 | 13141.2253 | 13421.1635 | 13421.1688 | 14451.3614 | 14982.8509 | 15670.9251 | 16235.9063 | 15517.6268 | 15392.7563 | 16401.3597 | 18190.967 | 17933.1251 | 17509.1252 | 16764.1962
Region | Technology | 2021-22 | 2022-23 | 2023-24 | 2024-25 | 2025-26 | 2026-27 | 2027-28 | 2028-29 | 2029-30 | 2030-31 | 2031-32 | 2032-33 | 2033-34 | 2034-35 | 2035-36 | 2036-37 | 2037-38 | 2038-39 | 2039-40 | 2040-41 | 2041-42 | 2042-43 | 2043-44 | 2044-45 | 2045-46
SA1 | Black Coal | 0 | 0 | 0 | 0 | 0 | 0 | 0 | 0 | 0 | 0 | 0 | 0 | 0 | 0 | 0 | 0 | 0 | 0 | 0 | 0 | 0 | 0 | 0 | 0 | 0
SA1 | Brown Coal | 0 | 0 | 0 | 0 | 0 | 0 | 0 | 0 | 0 | 0 | 0 | 0 | 0 | 0 | 0 | 0 | 0 | 0 | 0 | 0 | 0 | 0 | 0 | 0 | 0
SA1 | CCGT | 709 | 709.0002 | 529.0002 | 529.0002 | 529.0002 | 529.0002 | 529.0002 | 529.0003 | 529.0003 | 529.0003 | 529.0003 | 529.0003 | 529.0003 | 529.0004 | 529.0004 | 529.0004 | 0.00066235 | 0.00066289 | 0.00066472 | 0.00066507 | 0.00073925 | 0.0007415 | 0.00092253 | 0.00092289 | 0.00092329
SA1 | Gas - Steam | 920 | 800 | 800 | 800 | 800 | 800 | 800 | 800 | 800 | 800 | 800 | 800 | 800 | 800 | 0 | 0 | 0 | 0 | 0 | 0 | 0 | 0 | 0 | 0 | 0
SA1 | OCGT / Diesel | 1287.6402 | 1287.6402 | 1287.6403 | 1287.6403 | 1287.6403 | 1287.6404 | 1287.6404 | 1287.6404 | 1287.6404 | 881.6404 | 881.6404 | 647.3004 | 647.3005 | 647.3005 | 567.3007 | 567.3007 | 567.3018 | 567.3018 | 567.3018 | 567.3018 | 567.3019 | 567.3019 | 634.6747 | 673.9006 | 673.9006
SA1 | Hydro | 0 | 0 | 0 | 0 | 0 | 0 | 0 | 0 | 0 | 0 | 0 | 0 | 0 | 0 | 0 | 0 | 0 | 0 | 0 | 0 | 0 | 0 | 0 | 0 | 0
SA1 | Wind | 2158.76 | 2368.7648 | 2368.7662 | 2368.7673 | 2368.7675 | 2368.7689 | 2368.7689 | 2368.7841 | 2277.9852 | 2231.9854 | 2231.9854 | 2692.7205 | 2499.5207 | 2499.5218 | 2977.5237 | 2962.6626 | 3503.0858 | 3960.9416 | 3739.7869 | 3700.7871 | 3700.7903 | 3700.7904 | 3581.4321 | 3709.9891 | 3589.816
SA1 | Solar PV | 378.0011 | 457.2017 | 457.2017 | 457.2017 | 457.2029 | 457.2034 | 457.204 | 457.2056 | 457.2056 | 457.2062 | 457.2094 | 457.2206 | 457.2212 | 457.2224 | 457.2468 | 552.1754 | 552.1754 | 552.1756 | 552.1756 | 620.0691 | 1164.188 | 1164.1882 | 1322.2046 | 1187.2046 | 1187.2048
SA1 | LS Battery | 165.0007 | 165.0007 | 165.0007 | 165.0007 | 165.0007 | 165.0016 | 165.0019 | 165.0036 | 165.0036 | 181.0302 | 181.0302 | 390.4616 | 390.4616 | 365.4616 | 365.4616 | 365.4616 | 482.6771 | 482.6771 | 482.6771 | 482.6771 | 594.1244 | 594.1244 | 608.3211 | 754.002 | 744.0021
SA1 | Pumped Hydro | 0 | 0 | 0 | 0.0005741 | 0.0006317 | 0.00078584 | 0.00079442 | 0.0010146 | 0.0010197 | 0.0010209 | 0.0010237 | 0.0011521 | 0.0011715 | 0.0012136 | 0.0015641 | 0.001653 | 0.0037942 | 0.0038032 | 0.0038128 | 0.0038248 | 0.0051715 | 0.0051995 | 0.0053822 | 0.0058604 | 0.0058688
SA1 | VPP | 12.5 | 21.2 | 28 | 36.1 | 48.8 | 68.5 | 91.9 | 115.9 | 145.2 | 173.4 | 214.7 | 250.2 | 284.2 | 312.4 | 337.2 | 358.6 | 380 | 401.8 | 424.5 | 451.5 | 478.7 | 506.3 | 534.1 | 556.1 | 578.7
Total excluding storage |  | 5453.4013 | 5622.6069 | 5442.6084 | 5442.6095 | 5442.6109 | 5442.6129 | 5442.6136 | 5442.6304 | 5351.8315 | 4899.8322 | 4899.8355 | 5126.2418 | 4933.0426 | 4933.0451 | 4531.0716 | 4611.1391 | 4622.5637 | 5080.4198 | 4859.2651 | 4888.1588 | 5432.2809 | 5432.2812 | 5538.3123 | 5571.0953 | 5450.9223
Region | Technology | 2021-22 | 2022-23 | 2023-24 | 2024-25 | 2025-26 | 2026-27 | 2027-28 | 2028-29 | 2029-30 | 2030-31 | 2031-32 | 2032-33 | 2033-34 | 2034-35 | 2035-36 | 2036-37 | 2037-38 | 2038-39 | 2039-40 | 2040-41 | 2041-42 | 2042-43 | 2043-44 | 2044-45 | 2045-46
TAS1 | Black Coal | 0 | 0 | 0 | 0 | 0 | 0 | 0 | 0 | 0 | 0 | 0 | 0 | 0 | 0 | 0 | 0 | 0 | 0 | 0 | 0 | 0 | 0 | 0 | 0 | 0
TAS1 | Brown Coal | 0 | 0 | 0 | 0 | 0 | 0 | 0 | 0 | 0 | 0 | 0 | 0 | 0 | 0 | 0 | 0 | 0 | 0 | 0 | 0 | 0 | 0 | 0 | 0 | 0
TAS1 | CCGT | 208 | 208.0002 | 208.0002 | 208.0002 | 208.0002 | 208.0002 | 208.0003 | 208.0003 | 208.0003 | 208.0003 | 208.0003 | 208.0003 | 208.0004 | 208.0004 | 208.0004 | 208.0004 | 208.0004 | 208.0005 | 208.0005 | 208.0005 | 208.0006 | 208.0006 | 208.0006 | 208.0006 | 208.0006
TAS1 | Gas - Steam | 0 | 0 | 0 | 0 | 0 | 0 | 0 | 0 | 0 | 0 | 0 | 0 | 0 | 0 | 0 | 0 | 0 | 0 | 0 | 0 | 0 | 0 | 0 | 0 | 0
TAS1 | OCGT / Diesel | 178.0002 | 178.0002 | 178.0003 | 178.0003 | 178.0003 | 178.0003 | 178.0003 | 178.0003 | 178.0004 | 178.0004 | 178.0004 | 178.0004 | 178.0005 | 178.0005 | 178.0005 | 178.0006 | 178.0006 | 178.0006 | 178.0008 | 58.0008 | 58.001 | 58.001 | 58.001 | 58.001 | 58.001
TAS1 | Hydro | 2176.5 | 2176.5 | 2176.5 | 2176.5 | 2176.5 | 2176.5 | 2176.5 | 2176.5 | 2176.5 | 2176.5 | 2176.5 | 2176.5 | 2176.5 | 2176.5 | 2176.5 | 2176.5 | 2176.5 | 2176.5 | 2176.5 | 2176.5 | 2176.5 | 2176.5 | 2176.5 | 2176.5 | 2176.5
TAS1 | Wind | 573.2 | 573.2021 | 573.2048 | 574.2435 | 574.2435 | 599.683 | 599.683 | 632.1428 | 862.027 | 992.3198 | 992.3198 | 1602.6524 | 1602.6525 | 1602.6533 | 1602.6549 | 1602.6555 | 1602.6749 | 1602.6778 | 1642.0261 | 1642.0261 | 1726.8297 | 1726.8298 | 1726.8298 | 1573.2298 | 1573.2298
TAS1 | Solar PV | 0.0001462 | 0.00022588 | 0.00023795 | 0.00023808 | 0.00039183 | 0.00066683 | 0.00075115 | 0.00075632 | 0.00087806 | 0.0010454 | 0.0010559 | 0.001165 | 0.0011978 | 0.0011998 | 0.0015755 | 0.001589 | 0.0016904 | 0.0019589 | 0.0019666 | 0.0019687 | 0.0023951 | 0.0024259 | 0.0024296 | 0.0024688 | 0.0025385
TAS1 | LS Battery | 0.00058871 | 0.00059129 | 0.00059131 | 0.00059133 | 0.00059157 | 0.00089847 | 0.0012226 | 0.0014334 | 0.0014336 | 0.0047325 | 0.0060167 | 0.0060217 | 0.0060221 | 0.0060222 | 0.0060223 | 0.0060224 | 0.0060226 | 0.0060229 | 0.0060692 | 0.0060796 | 0.0076277 | 0.0076358 | 0.0076535 | 0.007671 | 0.007696
TAS1 | Pumped Hydro | 0 | 0 | 0 | 0.0008931 | 0.00097759 | 0.0010349 | 0.0010987 | 0.0011962 | 0.0013389 | 0.0015409 | 0.0019207 | 0.0027359 | 0.002746 | 0.0027601 | 0.0029705 | 0.0030507 | 0.0038785 | 0.0046863 | 0.0095048 | 0.0095167 | 0.012325 | 0.012337 | 0.012349 | 0.012361 | 0.012374
TAS1 | VPP | 1.7 | 2.6 | 4 | 5.9 | 8.5 | 12.3 | 17.5 | 23.2 | 29.7 | 36 | 45 | 53.3 | 61.3 | 68.3 | 74.4 | 79.7 | 85 | 90.3 | 96 | 102.3 | 108.8 | 115.4 | 122.1 | 127.2 | 132.4
Total excluding storage |  | 3135.7004 | 3135.7027 | 3135.7055 | 3136.7443 | 3136.7444 | 3162.1842 | 3162.1844 | 3194.6442 | 3424.5285 | 3554.8215 | 3554.8216 | 4165.1544 | 4165.1545 | 4165.1553 | 4165.1574 | 4165.158 | 4165.1776 | 4165.1809 | 4204.5293 | 4084.5293 | 4169.3337 | 4169.3338 | 4169.3338 | 4015.7339 | 4015.734
Explicitly modelled pumping
Region | Technology | 2021-22 | 2022-23 | 2023-24 | 2024-25 | 2025-26 | 2026-27 | 2027-28 | 2028-29 | 2029-30 | 2030-31 | 2031-32 | 2032-33 | 2033-34 | 2034-35 | 2035-36 | 2036-37 | 2037-38 | 2038-39 | 2039-40 | 2040-41 | 2041-42 | 2042-43 | 2043-44 | 2044-45 | 2045-46
NEM | LS Battery pump | 242.3359 | 562.3361 | 562.3361 | 562.3361 | 562.3377 | 562.3443 | 562.346 | 969.3329 | 969.3329 | 1241.7432 | 1414.6146 | 1624.0838 | 1862.3533 | 1942.7919 | 3072.0098 | 3130.7275 | 3247.943 | 3247.943 | 3247.943 | 3247.943 | 4506.2076 | 4872.8903 | 4887.093 | 5088.4335 | 5078.4322
NEM | Pumped Hydro pump | 1330 | 1330 | 1330 | 1330.0082 | 3370.0091 | 3370.0111 | 3370.0112 | 3370.0131 | 5370.0068 | 5370.0074 | 5370.0078 | 5370.0087 | 5370.0088 | 5370.0094 | 5370.01 | 5580.0235 | 6089.4244 | 6089.4252 | 6089.4349 | 6089.435 | 6270.8317 | 7137.4562 | 7411.6774 | 8059.0069 | 8059.0069
NEM | VPP pump | 64.9 | 105.21 | 157.21 | 231.2 | 336.6 | 482.5 | 666.21 | 887.3 | 1169.7 | 1451.4 | 1835.5 | 2195.8 | 2552.1 | 2864.5 | 3151.9 | 3412.61 | 3667.51 | 3928.3099 | 4202.29 | 4515.5099 | 4833.8999 | 5159.8999 | 5494.2 | 5756.6099 | 6027.9001
Region | Technology | 2021-22 | 2022-23 | 2023-24 | 2024-25 | 2025-26 | 2026-27 | 2027-28 | 2028-29 | 2029-30 | 2030-31 | 2031-32 | 2032-33 | 2033-34 | 2034-35 | 2035-36 | 2036-37 | 2037-38 | 2038-39 | 2039-40 | 2040-41 | 2041-42 | 2042-43 | 2043-44 | 2044-45 | 2045-46
NSW1 | LS Battery pump | 0.0032047 | 0.0033932 | 0.0034847 | 0.0034848 | 0.0049981 | 0.0070279 | 0.0077258 | 0.010885 | 0.010886 | 0.04072 | 0.040814 | 0.078441 | 89.2235 | 89.2235 | 1218.4415 | 1277.1592 | 1277.1592 | 1277.1592 | 1277.1592 | 1277.1592 | 2423.9762 | 3063.6833 | 3063.6892 | 3063.7212 | 3063.7198
NSW1 | Pumped Hydro pump | 840 | 840 | 840 | 840.0046 | 2880.0052 | 2880.0057 | 2880.0058 | 2880.0064 | 4880 | 4880 | 4880 | 4880 | 4880 | 4880 | 4880 | 5089.9999 | 5139.9996 | 5139.9996 | 5139.9996 | 5139.9996 | 5140.0001 | 5140.0002 | 5140.0002 | 5140.0002 | 5140.0002
NSW1 | VPP pump | 25 | 39.71 | 61.21 | 92.1 | 135 | 191.8 | 261.41 | 342.7 | 447.9 | 547.6 | 676.5 | 801.4 | 918.5 | 1016.7 | 1105.9 | 1189.91 | 1273.41 | 1359.71 | 1451.89 | 1556.01 | 1661.1999 | 1769.1 | 1880.1999 | 1968.6099 | 2060
Region | Technology | 2021-22 | 2022-23 | 2023-24 | 2024-25 | 2025-26 | 2026-27 | 2027-28 | 2028-29 | 2029-30 | 2030-31 | 2031-32 | 2032-33 | 2033-34 | 2034-35 | 2035-36 | 2036-37 | 2037-38 | 2038-39 | 2039-40 | 2040-41 | 2041-42 | 2042-43 | 2043-44 | 2044-45 | 2045-46
QLD1 | LS Battery pump | 2.0006 | 22.0006 | 22.0006 | 22.0006 | 22.0007 | 22.0025 | 22.0025 | 428.9837 | 428.9837 | 428.984 | 601.854 | 601.8541 | 806.3085 | 911.7471 | 911.7471 | 911.7471 | 911.7471 | 911.7471 | 911.7471 | 911.7471 | 911.7466 | 938.7222 | 938.7222 | 994.3497 | 994.3496
QLD1 | Pumped Hydro pump | 490 | 490 | 490 | 490.001 | 490.0012 | 490.0016 | 490.0016 | 490.002 | 490.0021 | 490.0021 | 490.0021 | 490.0021 | 490.0021 | 490.0026 | 490.0027 | 490.016 | 949.4095 | 949.4095 | 949.4096 | 949.4096 | 973.9191 | 1840.5435 | 1840.5435 | 1987.8776 | 1987.8776
QLD1 | VPP pump | 11.8 | 19 | 29.4 | 44.5 | 65.6 | 93.9 | 128.1 | 170.3 | 224.4 | 284.6 | 369.2 | 447.1 | 529.7 | 602 | 668.2 | 729 | 789.1 | 851.3 | 916.2 | 989 | 1064.1 | 1141.2 | 1220.5 | 1281.2 | 1344
Region | Technology | 2021-22 | 2022-23 | 2023-24 | 2024-25 | 2025-26 | 2026-27 | 2027-28 | 2028-29 | 2029-30 | 2030-31 | 2031-32 | 2032-33 | 2033-34 | 2034-35 | 2035-36 | 2036-37 | 2037-38 | 2038-39 | 2039-40 | 2040-41 | 2041-42 | 2042-43 | 2043-44 | 2044-45 | 2045-46
VIC1 | LS Battery pump | 75.3307 | 375.3307 | 375.3307 | 375.3307 | 375.3307 | 375.3323 | 375.3326 | 375.3332 | 375.3332 | 631.6835 | 631.6835 | 631.6835 | 576.3536 | 576.3536 | 576.3536 | 576.3536 | 576.3536 | 576.3536 | 576.3536 | 576.3536 | 576.3528 | 276.3528 | 276.3529 | 276.3529 | 276.353
VIC1 | Pumped Hydro pump | 0 | 0 | 0 | 0.0010891 | 0.0010998 | 0.0019381 | 0.0019469 | 0.0023575 | 0.0023722 | 0.0027291 | 0.00273 | 0.0027378 | 0.0027444 | 0.0027533 | 0.0027726 | 0.002792 | 0.0075729 | 0.0075913 | 0.012412 | 0.012425 | 156.895 | 156.895 | 431.116 | 931.1109 | 931.1109
VIC1 | VPP pump | 13.9 | 22.7 | 34.6 | 52.6 | 78.7 | 116 | 167.3 | 235.2 | 322.5 | 409.8 | 530.1 | 643.8 | 758.4 | 865.1 | 966.2 | 1055.4 | 1140 | 1225.2 | 1313.7 | 1416.7 | 1521.1 | 1627.9 | 1737.3 | 1823.5 | 1912.8
Region | Technology | 2021-22 | 2022-23 | 2023-24 | 2024-25 | 2025-26 | 2026-27 | 2027-28 | 2028-29 | 2029-30 | 2030-31 | 2031-32 | 2032-33 | 2033-34 | 2034-35 | 2035-36 | 2036-37 | 2037-38 | 2038-39 | 2039-40 | 2040-41 | 2041-42 | 2042-43 | 2043-44 | 2044-45 | 2045-46
SA1 | LS Battery pump | 165.0007 | 165.0007 | 165.0007 | 165.0007 | 165.0007 | 165.0016 | 165.0019 | 165.0036 | 165.0036 | 181.0302 | 181.0302 | 390.4616 | 390.4616 | 365.4616 | 365.4616 | 365.4616 | 482.6771 | 482.6771 | 482.6771 | 482.6771 | 594.1244 | 594.1244 | 608.3211 | 754.002 | 744.0021
SA1 | Pumped Hydro pump | 0 | 0 | 0 | 0.0005741 | 0.0006317 | 0.00078584 | 0.00079442 | 0.0010146 | 0.0010197 | 0.0010209 | 0.0010237 | 0.0011521 | 0.0011715 | 0.0012136 | 0.0015641 | 0.001653 | 0.0037942 | 0.0038032 | 0.0038128 | 0.0038248 | 0.0051715 | 0.0051995 | 0.0053822 | 0.0058604 | 0.0058688
SA1 | VPP pump | 12.5 | 21.2 | 28 | 36.1 | 48.8 | 68.5 | 91.9 | 115.9 | 145.2 | 173.4 | 214.7 | 250.2 | 284.2 | 312.4 | 337.2 | 358.6 | 380 | 401.8 | 424.5 | 451.5 | 478.7 | 506.3 | 534.1 | 556.1 | 578.7
Region | Technology | 2021-22 | 2022-23 | 2023-24 | 2024-25 | 2025-26 | 2026-27 | 2027-28 | 2028-29 | 2029-30 | 2030-31 | 2031-32 | 2032-33 | 2033-34 | 2034-35 | 2035-36 | 2036-37 | 2037-38 | 2038-39 | 2039-40 | 2040-41 | 2041-42 | 2042-43 | 2043-44 | 2044-45 | 2045-46
TAS1 | LS Battery pump | 0.00058871 | 0.00059129 | 0.00059131 | 0.00059133 | 0.00059157 | 0.00089847 | 0.0012226 | 0.0014334 | 0.0014336 | 0.0047325 | 0.0060167 | 0.0060217 | 0.0060221 | 0.0060222 | 0.0060223 | 0.0060224 | 0.0060226 | 0.0060229 | 0.0060692 | 0.0060796 | 0.0076277 | 0.0076358 | 0.0076535 | 0.007671 | 0.007696
TAS1 | Pumped Hydro pump | 0 | 0 | 0 | 0.0008931 | 0.00097759 | 0.0010349 | 0.0010987 | 0.0011962 | 0.0013389 | 0.0015409 | 0.0019207 | 0.0027359 | 0.002746 | 0.0027601 | 0.0029705 | 0.0030507 | 0.0038785 | 0.0046863 | 0.0095048 | 0.0095167 | 0.012325 | 0.012337 | 0.012349 | 0.012361 | 0.012374
TAS1 | VPP pump | 1.7 | 2.6 | 4 | 5.9 | 8.5 | 12.3 | 17.5 | 23.2 | 29.7 | 36 | 45 | 53.3 | 61.3 | 68.3 | 74.4 | 79.7 | 85 | 90.3 | 96 | 102.3 | 108.8 | 115.4 | 122.1 | 127.2 | 132.4
Non-controllable capacity
Region | Technology | 2021-22 | 2022-23 | 2023-24 | 2024-25 | 2025-26 | 2026-27 | 2027-28 | 2028-29 | 2029-30 | 2030-31 | 2031-32 | 2032-33 | 2033-34 | 2034-35 | 2035-36 | 2036-37 | 2037-38 | 2038-39 | 2039-40 | 2040-41 | 2041-42 | 2042-43 | 2043-44 | 2044-45 | 2045-46
NEM | Distributed PV | 13168.2685 | 14833.3353 | 16194.5362 | 17725.7042 | 19476.9886 | 20739.4135 | 22051.5418 | 23091.3099 | 23825.4588 | 24558.053 | 25305.0846 | 26108.6764 | 26940.6595 | 28059.3325 | 29217.0464 | 30336.1093 | 31548.1664 | 32469.8354 | 33394.4545 | 34299.3112 | 35494.9648 | 36648.0095 | 37789.8224 | 38923.9606 | 39993.0144
NEM | Behind the meter battery | 552.3 | 696.3 | 837.1 | 1017.4 | 1247.7 | 1524.8 | 1809.6 | 2083 | 2386.2 | 2779.6 | 3319.3 | 3737.8 | 4103.2 | 4374.6 | 4594 | 4752.3 | 4883 | 5001.8 | 5119.3 | 5269.6 | 5401.9 | 5522.1 | 5629.3 | 5637.8 | 5642.5
NEM | Behind the meter battery pump | 552.3 | 696.3 | 837.1 | 1017.4 | 1247.7 | 1524.8 | 1809.6 | 2083 | 2386.2 | 2779.6 | 3319.3 | 3737.8 | 4103.2 | 4374.6 | 4594 | 4752.3 | 4883 | 5001.8 | 5119.3 | 5269.6 | 5401.9 | 5522.1 | 5629.3 | 5637.8 | 5642.5
Region | Technology | 2021-22 | 2022-23 | 2023-24 | 2024-25 | 2025-26 | 2026-27 | 2027-28 | 2028-29 | 2029-30 | 2030-31 | 2031-32 | 2032-33 | 2033-34 | 2034-35 | 2035-36 | 2036-37 | 2037-38 | 2038-39 | 2039-40 | 2040-41 | 2041-42 | 2042-43 | 2043-44 | 2044-45 | 2045-46
NSW1 | Distributed PV | 3822.168 | 4376.4874 | 4755.8961 | 5245.6482 | 5860.7806 | 6159.7841 | 6473.9861 | 6746.4295 | 7002.2143 | 7259.8587 | 7517.4125 | 7779.0144 | 8025.888 | 8389.9805 | 8777.532 | 9173.877 | 9629.568 | 9976.542 | 10312.065 | 10636.687 | 11073.765 | 11488.913 | 11901.66 | 12312.79 | 12691.904
NSW1 | Behind the meter battery | 211.1 | 260.6 | 324.2 | 403.7 | 498.5 | 603.5 | 705.5 | 796.2 | 901.1 | 1030.8 | 1198.8 | 1339.5 | 1453.1 | 1533 | 1596.4 | 1643.5 | 1682.6 | 1718.4 | 1756 | 1802.8 | 1843.1 | 1879.9 | 1912.8 | 1915 | 1915.8
NSW1 | Behind the meter battery pump | 211.1 | 260.6 | 324.2 | 403.7 | 498.5 | 603.5 | 705.5 | 796.2 | 901.1 | 1030.8 | 1198.8 | 1339.5 | 1453.1 | 1533 | 1596.4 | 1643.5 | 1682.6 | 1718.4 | 1756 | 1802.8 | 1843.1 | 1879.9 | 1912.8 | 1915 | 1915.8
Region | Technology | 2021-22 | 2022-23 | 2023-24 | 2024-25 | 2025-26 | 2026-27 | 2027-28 | 2028-29 | 2029-30 | 2030-31 | 2031-32 | 2032-33 | 2033-34 | 2034-35 | 2035-36 | 2036-37 | 2037-38 | 2038-39 | 2039-40 | 2040-41 | 2041-42 | 2042-43 | 2043-44 | 2044-45 | 2045-46
QLD1 | Distributed PV | 3958.9909 | 4317.8103 | 4573.7067 | 4863.4875 | 5201.9168 | 5437.4404 | 5687.2164 | 5903.9506 | 6119.5955 | 6335.1202 | 6551.9654 | 6777.4388 | 7009.945 | 7342.1571 | 7660.2216 | 7948.7645 | 8232.131 | 8442.258 | 8657.48 | 8882.824 | 9174.632 | 9461.299 | 9738.374 | 10013.38 | 10276.632
QLD1 | Behind the meter battery | 100 | 124.2 | 154 | 192.4 | 239.2 | 291.9 | 341.6 | 391.7 | 447.9 | 535.6 | 658.8 | 750.2 | 840.6 | 910.1 | 967 | 1010.4 | 1047.8 | 1082.5 | 1115.7 | 1154.5 | 1190.3 | 1223.4 | 1253.3 | 1257.8 | 1261.5
QLD1 | Behind the meter battery pump | 100 | 124.2 | 154 | 192.4 | 239.2 | 291.9 | 341.6 | 391.7 | 447.9 | 535.6 | 658.8 | 750.2 | 840.6 | 910.1 | 967 | 1010.4 | 1047.8 | 1082.5 | 1115.7 | 1154.5 | 1190.3 | 1223.4 | 1253.3 | 1257.8 | 1261.5
Region | Technology | 2021-22 | 2022-23 | 2023-24 | 2024-25 | 2025-26 | 2026-27 | 2027-28 | 2028-29 | 2029-30 | 2030-31 | 2031-32 | 2032-33 | 2033-34 | 2034-35 | 2035-36 | 2036-37 | 2037-38 | 2038-39 | 2039-40 | 2040-41 | 2041-42 | 2042-43 | 2043-44 | 2044-45 | 2045-46
VIC1 | Distributed PV | 3399.6603 | 4001.025 | 4608.7836 | 5220.3075 | 5857.4213 | 6468.9187 | 7099.9295 | 7540.0235 | 7738.4832 | 7930.7977 | 8136.0897 | 8370.0507 | 8619.2451 | 8920.9479 | 9255.9199 | 9575.505 | 9946.581 | 10240.587 | 10540.432 | 10810.502 | 11169.427 | 11511.42 | 11860.897 | 12201.02 | 12536.672
VIC1 | Behind the meter battery | 118.4 | 150.6 | 185.3 | 233.1 | 293.5 | 368.7 | 458.7 | 561.5 | 673.5 | 806.6 | 987.9 | 1130 | 1253.6 | 1350 | 1430.8 | 1487.6 | 1533.3 | 1573.9 | 1613.3 | 1665.5 | 1711.6 | 1753.3 | 1790.6 | 1795.4 | 1799.1
VIC1 | Behind the meter battery pump | 118.4 | 150.6 | 185.3 | 233.1 | 293.5 | 368.7 | 458.7 | 561.5 | 673.5 | 806.6 | 987.9 | 1130 | 1253.6 | 1350 | 1430.8 | 1487.6 | 1533.3 | 1573.9 | 1613.3 | 1665.5 | 1711.6 | 1753.3 | 1790.6 | 1795.4 | 1799.1
Region | Technology | 2021-22 | 2022-23 | 2023-24 | 2024-25 | 2025-26 | 2026-27 | 2027-28 | 2028-29 | 2029-30 | 2030-31 | 2031-32 | 2032-33 | 2033-34 | 2034-35 | 2035-36 | 2036-37 | 2037-38 | 2038-39 | 2039-40 | 2040-41 | 2041-42 | 2042-43 | 2043-44 | 2044-45 | 2045-46
SA1 | Distributed PV | 1783.2522 | 1904.9158 | 2001.4116 | 2115.5842 | 2235.5332 | 2330.6985 | 2429.971 | 2525.5357 | 2576.9188 | 2628.9084 | 2682.0504 | 2744.4937 | 2829.0292 | 2925.9725 | 3018.7078 | 3107.7264 | 3178.0111 | 3226.1053 | 3277.0188 | 3337.9874 | 3420.5074 | 3504.3383 | 3582.8305 | 3664.9786 | 3732.9154
SA1 | Behind the meter battery | 108 | 143.6 | 152.5 | 162.3 | 184.7 | 221.6 | 255.8 | 278.4 | 302.3 | 337 | 392.1 | 427.5 | 457.7 | 477.7 | 491.8 | 500 | 506.3 | 511.9 | 517.2 | 527 | 534.9 | 541.6 | 547 | 544.4 | 541.4
SA1 | Behind the meter battery pump | 108 | 143.6 | 152.5 | 162.3 | 184.7 | 221.6 | 255.8 | 278.4 | 302.3 | 337 | 392.1 | 427.5 | 457.7 | 477.7 | 491.8 | 500 | 506.3 | 511.9 | 517.2 | 527 | 534.9 | 541.6 | 547 | 544.4 | 541.4
Region | Technology | 2021-22 | 2022-23 | 2023-24 | 2024-25 | 2025-26 | 2026-27 | 2027-28 | 2028-29 | 2029-30 | 2030-31 | 2031-32 | 2032-33 | 2033-34 | 2034-35 | 2035-36 | 2036-37 | 2037-38 | 2038-39 | 2039-40 | 2040-41 | 2041-42 | 2042-43 | 2043-44 | 2044-45 | 2045-46
TAS1 | Distributed PV | 204.1971 | 233.0968 | 254.7382 | 280.6768 | 321.3367 | 342.5718 | 360.4388 | 375.3706 | 388.2471 | 403.368 | 417.5666 | 437.6788 | 456.5522 | 480.2745 | 504.6651 | 530.2364 | 561.8753 | 584.3431 | 607.4587 | 631.3108 | 656.6334 | 682.0392 | 706.0609 | 731.792 | 754.891
TAS1 | Behind the meter battery | 14.8 | 17.3 | 21.1 | 25.9 | 31.8 | 39.1 | 48 | 55.2 | 61.4 | 69.6 | 81.7 | 90.6 | 98.2 | 103.8 | 108 | 110.8 | 113 | 115.1 | 117.1 | 119.8 | 122 | 123.9 | 125.6 | 125.2 | 124.7
TAS1 | Behind the meter battery pump | 14.8 | 17.3 | 21.1 | 25.9 | 31.8 | 39.1 | 48 | 55.2 | 61.4 | 69.6 | 81.7 | 90.6 | 98.2 | 103.8 | 108 | 110.8 | 113 | 115.1 | 117.1 | 119.8 | 122 | 123.9 | 125.6 | 125.2 | 124.7

## Option3C_VOM Cost
VOM cost by technology ($000s) - HumeLink Option 3C, Fast Change Scenario
VOM | Real June 2019 dollars discounted to June 2021
Explicitly modelled generation
Region | Technology | 2021-22 | 2022-23 | 2023-24 | 2024-25 | 2025-26 | 2026-27 | 2027-28 | 2028-29 | 2029-30 | 2030-31 | 2031-32 | 2032-33 | 2033-34 | 2034-35 | 2035-36 | 2036-37 | 2037-38 | 2038-39 | 2039-40 | 2040-41 | 2041-42 | 2042-43 | 2043-44 | 2044-45 | 2045-46
NEM | Black Coal | 389060.1323 | 317148.1506 | 306789.734 | 299902.838 | 265807.6745 | 231120.4742 | 216489.4141 | 203978.5902 | 169936.5578 | 158549.3601 | 133490.1818 | 133767.0406 | 133105.0538 | 115285.8841 | 77977.9758 | 61853.9131 | 51604.0872 | 49821.3321 | 46329.1538 | 38538.9089 | 38367.3137 | 22663.0591 | 17224.7054 | 12645.8089 | 9890.6551
NEM | Brown Coal | 120394.281 | 97751.916 | 102223.203 | 74725.5307 | 66184.2674 | 60211.4733 | 51962.8314 | 51766.4265 | 44318.657 | 45757.7183 | 44272.4555 | 42195.7237 | 40560.0213 | 37368.5303 | 34205.2057 | 32322.3063 | 29599.9635 | 26513.1824 | 24203.9976 | 22441.2748 | 21453.6544 | 20737.44 | 17660.0104 | 15473.5248 | 13435.4197
NEM | CCGT | 17582.6783 | 15662.6782 | 11633.0883 | 10988.5427 | 10375.6793 | 9810.0716 | 9340.3949 | 9125.9024 | 9135.8088 | 8213.7984 | 7333.8379 | 8178.1659 | 7919.949 | 8280.4432 | 11956.6413 | 7756.2059 | 10122.7859 | 10777.9168 | 9599.6531 | 9620.3219 | 8707.6431 | 10828.7466 | 6708.4518 | 5444.486 | 2760.8285
NEM | Gas - Steam | 1593.1963 | 1478.7774 | 1466.601 | 175.6823 | 173.8055 | 197.1485 | 198.0344 | 244.1975 | 257.035 | 199.6971 | 118.4264 | 116.5126 | 102.5661 | 111.4729 | 64.8651 | 67.6903 | 161.3197 | 101.2306 | 0 | 0 | 0 | 0 | 0 | 0 | 0
NEM | OCGT / Diesel | 526.2669 | 466.5434 | 981.9007 | 221.704 | 489.322 | 767.3339 | 560.0203 | 910.4034 | 971.4392 | 600.8725 | 154.5089 | 237.6663 | 96.2905 | 377.2808 | 1005.7265 | 856.9082 | 2787.7732 | 1634.9659 | 3307.0698 | 4822.8123 | 3977.7437 | 5995.2684 | 9911.503 | 6762.3918 | 5868.7445
NEM | Hydro | 88704.9118 | 108350.522 | 83145.1609 | 86997.2428 | 92915.9296 | 82426.7 | 78752.5284 | 87005.2649 | 71659.6804 | 57040.3945 | 66996.0734 | 52392.5524 | 53028.1379 | 55843.9083 | 49879.8906 | 46436.2313 | 49988.569 | 41080.6466 | 32783.9666 | 39213.2672 | 29684.5959 | 30336.2824 | 32145.7581 | 28049.9674 | 26663.4121
NEM | Wind | 72290.0623 | 84104.055 | 75444.7326 | 77507.698 | 80711.7377 | 80788.4861 | 78922.7106 | 83037.4635 | 85251.2983 | 83493.8928 | 85810.6555 | 83882.887 | 78487.0931 | 85992.2495 | 96320.0033 | 101976.5104 | 107964.9589 | 99316.8625 | 95018.424 | 87691.1692 | 83286.7035 | 78470.0383 | 80352.7088 | 77188.8945 | 76851.1145
NEM | Solar PV | 13.2029 | 18.9397 | 18.4654 | 17.2722 | 17.6482 | 19.5945 | 19.7073 | 16.451 | 22.5583 | 22.4149 | 21.7877 | 20.6275 | 19.2928 | 17.5895 | 18.6093 | 18.1183 | 16.558 | 17.2055 | 17.0565 | 17.1145 | 17.058 | 19.1708 | 17.6584 | 17.5405 | 16.6247
NEM | LS Battery | 0.18478 | 0.19163 | 0.24306 | 0.21427 | 0.21658 | 0.20759 | 0.19993 | 0.89883 | 0.84211 | 1.2345 | 1.3649 | 1.5736 | 1.8288 | 1.8113 | 3.0443 | 2.9258 | 2.7816 | 2.6237 | 2.5264 | 2.3363 | 3.213 | 3.4783 | 3.2088 | 3.2685 | 3.0937
NEM | Pumped Hydro | 482.6123 | 987.6037 | 1888.4149 | 1909.4013 | 6662.9867 | 12983.2561 | 13999.6447 | 14819.7402 | 15333.6302 | 16419.2688 | 11740.3302 | 15995.8927 | 12523.6402 | 11026.872 | 14710.1225 | 12008.6598 | 13580.812 | 11946.3074 | 13113.0142 | 12472.927 | 11491.0886 | 11745.6557 | 11211.5038 | 11539.3455 | 10099.1133
NEM | VPP | 0 | 0 | 0 | 0 | 0 | 0 | 0 | 0 | 0 | 0 | 0 | 0 | 0 | 0 | 0 | 0 | 0 | 0 | 0 | 0 | 0 | 0 | 0 | 0 | 0
Total excluding storage |  | 690164.732 | 624981.5823 | 581702.8859 | 550536.5108 | 516676.0642 | 465341.282 | 436245.6416 | 436084.6994 | 381553.0348 | 353878.1484 | 338197.9271 | 320791.1759 | 313318.4046 | 303277.3584 | 271428.9175 | 251287.8838 | 252246.0154 | 229263.3424 | 211259.3214 | 202344.8689 | 185494.7122 | 169050.0056 | 164020.7959 | 145582.614 | 135486.7991
Region | Technology | 2021-22 | 2022-23 | 2023-24 | 2024-25 | 2025-26 | 2026-27 | 2027-28 | 2028-29 | 2029-30 | 2030-31 | 2031-32 | 2032-33 | 2033-34 | 2034-35 | 2035-36 | 2036-37 | 2037-38 | 2038-39 | 2039-40 | 2040-41 | 2041-42 | 2042-43 | 2043-44 | 2044-45 | 2045-46
NSW1 | Black Coal | 197092.2535 | 156920.7935 | 145333.1125 | 145657.664 | 134346.8755 | 111985.4301 | 106228.4835 | 100311.0577 | 73491.715 | 70315.7901 | 54040.9276 | 53611.5145 | 56609.926 | 48572.009 | 15508.7855 | 13359.0235 | 14447.18 | 14274.589 | 13262.391 | 9608.2463 | 11370.4535 | 0 | 0 | 0 | 0
NSW1 | Brown Coal | 0 | 0 | 0 | 0 | 0 | 0 | 0 | 0 | 0 | 0 | 0 | 0 | 0 | 0 | 0 | 0 | 0 | 0 | 0 | 0 | 0 | 0 | 0 | 0 | 0
NSW1 | CCGT | 159.634 | 225.9784 | 214.2262 | 387.0796 | 370.3071 | 341.724 | 322.7208 | 306.1886 | 287.3623 | 282.4067 | 260.6087 | 578.1518 | 611.9961 | 1009.8726 | 2153.3071 | 1261.0551 | 2934.1477 | 3291.1299 | 3349.3339 | 3206.1063 | 2895.2339 | 3902.9 | 576.2187 | 0.013466 | 0.012578
NSW1 | Gas - Steam | 0 | 0 | 0 | 0 | 0 | 0 | 0 | 0 | 0 | 0 | 0 | 0 | 0 | 0 | 0 | 0 | 0 | 0 | 0 | 0 | 0 | 0 | 0 | 0 | 0
NSW1 | OCGT / Diesel | 0.012142 | 0.010795 | 35.7362 | 0.82981 | 25.94 | 29.4715 | 9.1807 | 14.8038 | 0.010331 | 0.12699 | 0.0091305 | 26.3242 | 1.9793 | 6.2188 | 147.949 | 162.7023 | 411.3946 | 97.8732 | 628.7304 | 1151.728 | 997.174 | 1575.0282 | 3829.0361 | 2516.9791 | 2162.508
NSW1 | Hydro | 13688.4196 | 13993.2067 | 12406.0914 | 15604.5814 | 16023.7891 | 15485.4221 | 15059.9659 | 18637.6757 | 14946.6654 | 12626.0481 | 10842.3871 | 10862.2844 | 11008.6954 | 10580.8204 | 10279.2123 | 9213.6972 | 10946.2601 | 8808.0192 | 7620.8525 | 7278.4315 | 6150.8424 | 7002.8618 | 6730.7891 | 6072.0222 | 5905.2249
NSW1 | Wind | 15931.3162 | 18945.6825 | 21186.6534 | 25202.5555 | 26026.7793 | 25639.3819 | 25451.9469 | 27727.543 | 31961.3692 | 32320.9654 | 31209.7675 | 29611.7255 | 27285.5192 | 27653.3733 | 32537.3732 | 30360.6881 | 30980.5578 | 26119.1059 | 26231.3384 | 23664.4433 | 25223.4999 | 21885.0375 | 21779.0996 | 21148.199 | 20176.0818
NSW1 | Solar PV | 4.5033 | 8.4647 | 8.4783 | 8.2336 | 9.3609 | 11.3357 | 11.8936 | 10.0277 | 16.0017 | 16.0285 | 15.5527 | 14.4701 | 13.2866 | 12.0667 | 12.3145 | 11.623 | 10.9935 | 10.7177 | 10.7427 | 11.0025 | 10.2105 | 10.9712 | 10.0002 | 10.1822 | 9.6388
NSW1 | LS Battery | 2.082e-05 | 2.1515e-05 | 2.0701e-05 | 1.9357e-05 | 2.3912e-05 | 3.1139e-05 | 3.1931e-05 | 3.8011e-05 | 3.6223e-05 | 9.3775e-05 | 8.8485e-05 | 0.00013842 | 0.11274 | 0.10392 | 1.3748 | 1.3634 | 1.2389 | 1.1658 | 1.1304 | 1.0453 | 1.8953 | 2.241 | 2.0695 | 2.0386 | 1.9269
NSW1 | Pumped Hydro | 44.7804 | 351.2808 | 537.7215 | 627.8261 | 5036.4108 | 10712.0753 | 11492.7712 | 12516.3957 | 13204.3312 | 14272.922 | 10337.1647 | 13921.051 | 10908.6486 | 9689.1301 | 12818.2419 | 10577.0543 | 12255.67 | 10645.5474 | 11797.545 | 11170.6666 | 10291.6992 | 10547.1525 | 10239.5082 | 10519.2076 | 9246.937
NSW1 | VPP | 0 | 0 | 0 | 0 | 0 | 0 | 0 | 0 | 0 | 0 | 0 | 0 | 0 | 0 | 0 | 0 | 0 | 0 | 0 | 0 | 0 | 0 | 0 | 0 | 0
Total excluding storage |  | 226876.1387 | 190094.1366 | 179184.298 | 186860.9438 | 176803.052 | 153492.7653 | 147084.1914 | 147007.2966 | 120703.1238 | 115561.3658 | 96369.2527 | 94704.4706 | 95531.4025 | 87834.3608 | 60638.9416 | 54368.7892 | 59730.5336 | 52601.4348 | 51103.389 | 44919.9579 | 46647.4141 | 34376.7987 | 32925.1438 | 29747.3961 | 28253.4661
Region | Technology | 2021-22 | 2022-23 | 2023-24 | 2024-25 | 2025-26 | 2026-27 | 2027-28 | 2028-29 | 2029-30 | 2030-31 | 2031-32 | 2032-33 | 2033-34 | 2034-35 | 2035-36 | 2036-37 | 2037-38 | 2038-39 | 2039-40 | 2040-41 | 2041-42 | 2042-43 | 2043-44 | 2044-45 | 2045-46
QLD1 | Black Coal | 191967.8788 | 160227.3571 | 161456.6215 | 154245.174 | 131460.799 | 119135.044 | 110260.9306 | 103667.5325 | 96444.8428 | 88233.5699 | 79449.2542 | 80155.5261 | 76495.1278 | 66713.8751 | 62469.1903 | 48494.8896 | 37156.9072 | 35546.7431 | 33066.7628 | 28930.6626 | 26996.8602 | 22663.0591 | 17224.7054 | 12645.8089 | 9890.6551
QLD1 | Brown Coal | 0 | 0 | 0 | 0 | 0 | 0 | 0 | 0 | 0 | 0 | 0 | 0 | 0 | 0 | 0 | 0 | 0 | 0 | 0 | 0 | 0 | 0 | 0 | 0 | 0
QLD1 | CCGT | 8423.8476 | 7871.5408 | 7431.6736 | 7819.0084 | 7389.4647 | 7000.7441 | 6690.0783 | 6610.2437 | 6055.0129 | 5698.6603 | 5224.3612 | 5855.8703 | 5647.3267 | 4837.8909 | 7580.1305 | 5111.4785 | 7188.6133 | 7486.7619 | 6250.2924 | 6414.1912 | 5812.3828 | 6925.8212 | 6132.2074 | 5444.449 | 2760.793
QLD1 | Gas - Steam | 0 | 0 | 0 | 0 | 0 | 0 | 0 | 0 | 0 | 0 | 0 | 0 | 0 | 0 | 0 | 0 | 0 | 0 | 0 | 0 | 0 | 0 | 0 | 0 | 0
QLD1 | OCGT / Diesel | 4.1762 | 0.014039 | 24.3487 | 56.0532 | 125.4633 | 73.3689 | 14.4115 | 107.2403 | 31.2048 | 15.9128 | 39.0278 | 63.8238 | 37.9644 | 29.811 | 111.5111 | 144.5401 | 563.6374 | 162.9786 | 620.1772 | 724.6234 | 753.6759 | 1525.2785 | 1840.6463 | 2067.6566 | 1965.6064
QLD1 | Hydro | 4896.4621 | 4612.5348 | 4362.9378 | 4096.6523 | 3859.8964 | 3642.0292 | 3446.5464 | 3219.7077 | 3046.9484 | 2872.2329 | 2714.4914 | 2548.719 | 2400.2938 | 2260.0131 | 2132.6361 | 1999.5905 | 706.6574 | 671.293 | 627.2581 | 595.3636 | 561.2444 | 0 | 0 | 0 | 0
QLD1 | Wind | 5574.135 | 8912.9111 | 8296.8567 | 7174.8794 | 11319.3686 | 11772.7433 | 12135.8311 | 19324.2658 | 17765.4744 | 17131.4371 | 18636.0334 | 18806.1304 | 15839.2857 | 23931.9083 | 23980.6937 | 33892.7057 | 41276.5724 | 38381.8721 | 36504.2335 | 31388.2776 | 29250.0367 | 25586.8707 | 29061.1794 | 26676.6301 | 29593.7248
QLD1 | Solar PV | 5.0716 | 6.91 | 6.5621 | 5.9248 | 5.4764 | 5.4958 | 5.1555 | 4.0961 | 4.2843 | 4.2037 | 4.1282 | 4.1001 | 4.1511 | 3.8377 | 4.3167 | 3.9286 | 3.0639 | 3.1967 | 3.1456 | 3.0776 | 3.2197 | 4.9828 | 4.5206 | 4.4286 | 4.1796
QLD1 | LS Battery | 0.00079442 | 0.014668 | 0.018143 | 0.018879 | 0.021207 | 0.020753 | 0.021152 | 0.73102 | 0.68684 | 0.64024 | 0.82658 | 0.8026 | 1.0013 | 1.0592 | 1.0262 | 0.95214 | 0.87128 | 0.82501 | 0.79514 | 0.74865 | 0.71267 | 0.70008 | 0.64499 | 0.6486 | 0.60927
QLD1 | Pumped Hydro | 437.8319 | 636.3229 | 1350.6934 | 1281.5752 | 1626.5759 | 2271.1808 | 2506.8735 | 2303.3445 | 2129.299 | 2146.3468 | 1403.1655 | 2074.8416 | 1614.9916 | 1337.7418 | 1891.8806 | 1431.6055 | 1325.1419 | 1300.76 | 1315.4691 | 1302.2603 | 1199.0925 | 1198.2283 | 971.3598 | 1018.7773 | 850.8856
QLD1 | VPP | 0 | 0 | 0 | 0 | 0 | 0 | 0 | 0 | 0 | 0 | 0 | 0 | 0 | 0 | 0 | 0 | 0 | 0 | 0 | 0 | 0 | 0 | 0 | 0 | 0
Total excluding storage |  | 210871.5713 | 181631.2679 | 181579.0003 | 173397.6921 | 154160.4684 | 141629.4253 | 132552.9534 | 132933.086 | 123347.7676 | 113956.0166 | 106067.2962 | 107434.1696 | 100424.1494 | 97777.3362 | 96278.4785 | 89647.133 | 86895.4516 | 82252.8454 | 77071.8695 | 68056.196 | 63377.4197 | 56706.0123 | 54263.2591 | 46838.9732 | 44214.9589
Region | Technology | 2021-22 | 2022-23 | 2023-24 | 2024-25 | 2025-26 | 2026-27 | 2027-28 | 2028-29 | 2029-30 | 2030-31 | 2031-32 | 2032-33 | 2033-34 | 2034-35 | 2035-36 | 2036-37 | 2037-38 | 2038-39 | 2039-40 | 2040-41 | 2041-42 | 2042-43 | 2043-44 | 2044-45 | 2045-46
VIC1 | Black Coal | 0 | 0 | 0 | 0 | 0 | 0 | 0 | 0 | 0 | 0 | 0 | 0 | 0 | 0 | 0 | 0 | 0 | 0 | 0 | 0 | 0 | 0 | 0 | 0 | 0
VIC1 | Brown Coal | 120394.281 | 97751.916 | 102223.203 | 74725.5307 | 66184.2674 | 60211.4733 | 51962.8314 | 51766.4265 | 44318.657 | 45757.7183 | 44272.4555 | 42195.7237 | 40560.0213 | 37368.5303 | 34205.2057 | 32322.3063 | 29599.9635 | 26513.1824 | 24203.9976 | 22441.2748 | 21453.6544 | 20737.44 | 17660.0104 | 15473.5248 | 13435.4197
VIC1 | CCGT | 0 | 0.0069735 | 0.0068333 | 0.0080744 | 0.0076043 | 0.0072928 | 0.0072317 | 0.0076684 | 0.0078073 | 0.0079685 | 0.0072495 | 0.0074951 | 0.0079384 | 0.0075999 | 0.0076196 | 0.0070591 | 0.0084142 | 0.0086516 | 0.010237 | 0.0094155 | 0.010159 | 0.0098181 | 0.0093528 | 0.0084959 | 0.0087159
VIC1 | Gas - Steam | 32.0983 | 28.1568 | 34.1145 | 20.2769 | 28.7117 | 59.8794 | 67.97 | 120.2136 | 141.897 | 90.0898 | 14.9592 | 19.7169 | 9.6657 | 24.9641 | 64.8651 | 67.6903 | 161.3197 | 101.2306 | 0 | 0 | 0 | 0 | 0 | 0 | 0
VIC1 | OCGT / Diesel | 73.2433 | 191.8803 | 112.4065 | 95.3211 | 75.0462 | 274.2456 | 177.0778 | 301.7142 | 409.4267 | 218.9984 | 60.8374 | 84.0129 | 34.7079 | 40.6263 | 223.7931 | 162.0635 | 531.1045 | 173.6376 | 663.9576 | 1186.1648 | 810.5539 | 1020.6443 | 1890.7472 | 1203.5041 | 996.6869
VIC1 | Hydro | 20275.9296 | 18719.6959 | 16422.9803 | 19200.4889 | 18652.878 | 16631.9315 | 15853.2247 | 18903.9478 | 14755.7623 | 12106.6312 | 11226.3334 | 9646.8504 | 11265.3892 | 10938.4901 | 9798.1328 | 9206.756 | 11054.705 | 8661.2778 | 7030.7672 | 6584.8542 | 5644.0971 | 6576.4106 | 6370.1041 | 5707.4324 | 5380.8125
VIC1 | Wind | 29781.4983 | 34007.81 | 27279.8916 | 26837.6512 | 26261.1534 | 25784.2733 | 24536.2001 | 21036.0145 | 20245.583 | 18831.0508 | 20473.1603 | 16843.6169 | 18033.2221 | 17699.9629 | 21022.6428 | 19900.3879 | 18732.163 | 17747.6995 | 16855.8078 | 16756.7377 | 15380.0589 | 18405.8954 | 17764.2956 | 17408.4425 | 15539.3596
VIC1 | Solar PV | 2.6321 | 2.4734 | 2.392 | 2.1781 | 1.9498 | 1.9338 | 1.8536 | 1.6157 | 1.576 | 1.5182 | 1.4606 | 1.4384 | 1.2985 | 1.1685 | 1.4776 | 1.9822 | 1.9796 | 2.7818 | 2.6815 | 2.5163 | 2.7089 | 2.3968 | 2.2759 | 2.1755 | 2.0735
VIC1 | LS Battery | 0.11092 | 0.11755 | 0.15385 | 0.13825 | 0.13966 | 0.13318 | 0.12752 | 0.11917 | 0.11096 | 0.4854 | 0.43854 | 0.40566 | 0.37094 | 0.34121 | 0.33985 | 0.32015 | 0.29044 | 0.27589 | 0.26455 | 0.23731 | 0.21416 | 0.1799 | 0.15841 | 0.16431 | 0.15514
VIC1 | Pumped Hydro | 0 | 0 | 0 | 5.9837e-06 | 5.8936e-06 | 9.5128e-06 | 9.1383e-06 | 1.051e-05 | 9.9781e-06 | 1.0693e-05 | 9.7914e-06 | 9.0629e-06 | 8.5952e-06 | 8.1847e-06 | 8.035e-06 | 7.6737e-06 | 1.835e-05 | 1.7503e-05 | 2.7483e-05 | 2.5569e-05 | 0.29682 | 0.2749 | 0.63578 | 1.3605 | 1.2906
VIC1 | VPP | 0 | 0 | 0 | 0 | 0 | 0 | 0 | 0 | 0 | 0 | 0 | 0 | 0 | 0 | 0 | 0 | 0 | 0 | 0 | 0 | 0 | 0 | 0 | 0 | 0
Total excluding storage |  | 170559.6825 | 150701.9393 | 146074.9949 | 120881.455 | 111204.014 | 102963.7443 | 92599.1649 | 92129.9399 | 79872.9099 | 77006.0147 | 76049.2136 | 68791.3667 | 69904.3127 | 66073.7497 | 65316.1247 | 61661.1933 | 60081.2436 | 53199.8183 | 48757.222 | 46971.5572 | 43291.0834 | 46742.7968 | 43687.4426 | 39795.0878 | 35354.3609
Region | Technology | 2021-22 | 2022-23 | 2023-24 | 2024-25 | 2025-26 | 2026-27 | 2027-28 | 2028-29 | 2029-30 | 2030-31 | 2031-32 | 2032-33 | 2033-34 | 2034-35 | 2035-36 | 2036-37 | 2037-38 | 2038-39 | 2039-40 | 2040-41 | 2041-42 | 2042-43 | 2043-44 | 2044-45 | 2045-46
SA1 | Black Coal | 0 | 0 | 0 | 0 | 0 | 0 | 0 | 0 | 0 | 0 | 0 | 0 | 0 | 0 | 0 | 0 | 0 | 0 | 0 | 0 | 0 | 0 | 0 | 0 | 0
SA1 | Brown Coal | 0 | 0 | 0 | 0 | 0 | 0 | 0 | 0 | 0 | 0 | 0 | 0 | 0 | 0 | 0 | 0 | 0 | 0 | 0 | 0 | 0 | 0 | 0 | 0 | 0
SA1 | CCGT | 8999.1967 | 7565.1458 | 3987.1741 | 2782.4384 | 2615.8924 | 2467.5891 | 2327.5815 | 2209.4557 | 2793.4191 | 2232.7167 | 1848.8545 | 1744.1289 | 1660.6114 | 2432.6655 | 2223.1893 | 1383.6588 | 0.0096707 | 0.009227 | 0.0089228 | 0.0082527 | 0.0087234 | 0.0084536 | 0.0097976 | 0.0088521 | 0.0083328
SA1 | Gas - Steam | 1561.0981 | 1450.6206 | 1432.4865 | 155.4055 | 145.0938 | 137.2691 | 130.0644 | 123.9839 | 115.138 | 109.6073 | 103.4672 | 96.7957 | 92.9004 | 86.5088 | 0 | 0 | 0 | 0 | 0 | 0 | 0 | 0 | 0 | 0 | 0
SA1 | OCGT / Diesel | 448.8271 | 274.6318 | 805.2964 | 69.4918 | 261.5792 | 387.4622 | 359.3436 | 486.6388 | 530.5263 | 365.8279 | 54.629 | 63.4988 | 21.6326 | 296.9171 | 513.0511 | 387.5962 | 1269.18 | 1200.47 | 1387.5283 | 1759.2604 | 1411.305 | 1873.4073 | 2348.2754 | 961.4824 | 734.7971
SA1 | Hydro | 0 | 0 | 0 | 0 | 0 | 0 | 0 | 0 | 0 | 0 | 0 | 0 | 0 | 0 | 0 | 0 | 0 | 0 | 0 | 0 | 0 | 0 | 0 | 0 | 0
SA1 | Wind | 16268.6213 | 17149.5543 | 14215.9937 | 14189.668 | 12837.547 | 13258.4297 | 12601.7671 | 11169.8778 | 9986.9513 | 9427.4644 | 9779.2607 | 10027.699 | 9044.5343 | 8296.0145 | 10685.6979 | 10039.8206 | 10317.7869 | 11030.1304 | 9740.0102 | 10051.5133 | 8125.1452 | 7676.0103 | 6759.3885 | 7494.9402 | 7139.4471
SA1 | Solar PV | 0.99597 | 1.0916 | 1.033 | 0.93577 | 0.86113 | 0.82924 | 0.80456 | 0.71153 | 0.6963 | 0.66452 | 0.64614 | 0.61881 | 0.55661 | 0.51651 | 0.50045 | 0.58456 | 0.52089 | 0.50932 | 0.48674 | 0.5182 | 0.91903 | 0.81998 | 0.86176 | 0.75426 | 0.73278
SA1 | LS Battery | 0.073042 | 0.059392 | 0.071052 | 0.057115 | 0.055688 | 0.053618 | 0.051219 | 0.048592 | 0.044261 | 0.10878 | 0.099663 | 0.36514 | 0.34379 | 0.30702 | 0.30344 | 0.29011 | 0.38101 | 0.35691 | 0.33631 | 0.30497 | 0.3908 | 0.35735 | 0.3359 | 0.41699 | 0.40241
SA1 | Pumped Hydro | 0 | 0 | 0 | 3.439e-06 | 3.595e-06 | 4.2255e-06 | 4.0582e-06 | 4.8061e-06 | 4.5488e-06 | 4.3026e-06 | 4.0639e-06 | 4.2188e-06 | 4.0242e-06 | 3.917e-06 | 4.8007e-06 | 4.8294e-06 | 9.8854e-06 | 9.4815e-06 | 9.0619e-06 | 8.6515e-06 | 1.1024e-05 | 1.0427e-05 | 1.0064e-05 | 1.0588e-05 | 1.0072e-05
SA1 | VPP | 0 | 0 | 0 | 0 | 0 | 0 | 0 | 0 | 0 | 0 | 0 | 0 | 0 | 0 | 0 | 0 | 0 | 0 | 0 | 0 | 0 | 0 | 0 | 0 | 0
Total excluding storage |  | 27278.7392 | 26441.044 | 20441.9837 | 17197.9394 | 15860.9735 | 16251.5794 | 15419.5612 | 13990.6678 | 13426.731 | 12136.2808 | 11786.8576 | 11932.7412 | 10820.2353 | 11112.6224 | 13422.4387 | 11811.6602 | 11587.4975 | 12231.119 | 11128.0342 | 11811.3001 | 9537.378 | 9550.2461 | 9108.5354 | 8457.1857 | 7874.9852
Region | Technology | 2021-22 | 2022-23 | 2023-24 | 2024-25 | 2025-26 | 2026-27 | 2027-28 | 2028-29 | 2029-30 | 2030-31 | 2031-32 | 2032-33 | 2033-34 | 2034-35 | 2035-36 | 2036-37 | 2037-38 | 2038-39 | 2039-40 | 2040-41 | 2041-42 | 2042-43 | 2043-44 | 2044-45 | 2045-46
TAS1 | Black Coal | 0 | 0 | 0 | 0 | 0 | 0 | 0 | 0 | 0 | 0 | 0 | 0 | 0 | 0 | 0 | 0 | 0 | 0 | 0 | 0 | 0 | 0 | 0 | 0 | 0
TAS1 | Brown Coal | 0 | 0 | 0 | 0 | 0 | 0 | 0 | 0 | 0 | 0 | 0 | 0 | 0 | 0 | 0 | 0 | 0 | 0 | 0 | 0 | 0 | 0 | 0 | 0 | 0
TAS1 | CCGT | 0 | 0.0061969 | 0.0076084 | 0.0081759 | 0.0074408 | 0.0071507 | 0.0071061 | 0.0067004 | 0.0066706 | 0.0067212 | 0.0061778 | 0.0073461 | 0.0069222 | 0.0065546 | 0.0068412 | 0.0063951 | 0.0068643 | 0.0071497 | 0.0076983 | 0.0067558 | 0.0075116 | 0.0071322 | 0.0065385 | 0.0061607 | 0.0058704
TAS1 | Gas - Steam | 0 | 0 | 0 | 0 | 0 | 0 | 0 | 0 | 0 | 0 | 0 | 0 | 0 | 0 | 0 | 0 | 0 | 0 | 0 | 0 | 0 | 0 | 0 | 0 | 0
TAS1 | OCGT / Diesel | 0.0081624 | 0.0064605 | 4.1129 | 0.0081009 | 1.2934 | 2.7857 | 0.0067221 | 0.0063453 | 0.27108 | 0.006352 | 0.0056009 | 0.0066757 | 0.0062719 | 3.7076 | 9.4222 | 0.006027 | 12.4568 | 0.0064467 | 6.6762 | 1.0356 | 5.0348 | 0.91009 | 2.7979 | 12.7696 | 9.1461
TAS1 | Hydro | 49844.1005 | 71025.0846 | 49953.1513 | 48095.5202 | 54379.3661 | 46667.3172 | 44392.7914 | 46243.9338 | 38910.3043 | 29435.4823 | 42212.8615 | 29334.6986 | 28353.7596 | 32064.5847 | 27669.9093 | 26016.1875 | 27280.9465 | 22940.0567 | 17505.0888 | 24754.6179 | 17328.4119 | 16757.01 | 19044.8649 | 16270.5128 | 15377.3748
TAS1 | Wind | 4734.4915 | 5088.0971 | 4465.3372 | 4102.944 | 4266.8894 | 4333.6578 | 4196.9654 | 3779.7623 | 5291.9205 | 5782.9751 | 5712.4335 | 8593.7152 | 8284.5318 | 8410.9905 | 8093.5957 | 7782.9082 | 6657.8789 | 6038.0547 | 5687.0341 | 5830.1974 | 5307.9627 | 4916.2244 | 4988.7457 | 4460.6828 | 4402.5013
TAS1 | Solar PV | 1.9397e-07 | 2.63e-07 | 2.9198e-07 | 2.8468e-07 | 4.0812e-07 | 7.838e-07 | 8.1676e-07 | 7.712e-07 | 8.9609e-07 | 9.9876e-07 | 8.4835e-07 | 8.8783e-07 | 8.7667e-07 | 7.5384e-07 | 1.0167e-06 | 9.0499e-07 | 9.3013e-07 | 1.0667e-06 | 9.7807e-07 | 8.8504e-07 | 1.0422e-06 | 9.704e-07 | 8.3605e-07 | 8.4241e-07 | 7.8454e-07
TAS1 | LS Battery | 3.747e-06 | 4.1423e-06 | 3.6112e-06 | 3.2981e-06 | 3.3063e-06 | 4.273e-06 | 5.0228e-06 | 5.4684e-06 | 5.1959e-06 | 9.0244e-06 | 1.4278e-05 | 1.2674e-05 | 1.1859e-05 | 1.1586e-05 | 1.1082e-05 | 1.0921e-05 | 1.0577e-05 | 9.7511e-06 | 9.5994e-06 | 1.0289e-05 | 1.074e-05 | 1.0406e-05 | 1.0654e-05 | 1.0686e-05 | 9.9594e-06
TAS1 | Pumped Hydro | 0 | 0 | 0 | 4.3558e-06 | 4.828e-06 | 4.6602e-06 | 4.6091e-06 | 4.7796e-06 | 4.9003e-06 | 4.9801e-06 | 6.8663e-06 | 8.6782e-06 | 7.9898e-06 | 7.6003e-06 | 7.7528e-06 | 7.6847e-06 | 9.0794e-06 | 9.8364e-06 | 1.9546e-05 | 1.7625e-05 | 2.1695e-05 | 2.019e-05 | 1.8244e-05 | 1.8804e-05 | 1.7052e-05
TAS1 | VPP | 0 | 0 | 0 | 0 | 0 | 0 | 0 | 0 | 0 | 0 | 0 | 0 | 0 | 0 | 0 | 0 | 0 | 0 | 0 | 0 | 0 | 0 | 0 | 0 | 0
Total excluding storage |  | 54578.6002 | 76113.1943 | 54422.609 | 52198.4805 | 58647.5564 | 51003.7678 | 48589.7707 | 50023.7091 | 44202.5025 | 35218.4704 | 47925.3068 | 37928.4279 | 36638.3047 | 40479.2894 | 35772.9341 | 33799.1081 | 33951.2891 | 28978.1249 | 23198.8068 | 30585.8577 | 22641.4169 | 21674.1517 | 24036.415 | 20743.9713 | 19789.028
Explicitly modelled pumping
Region | Technology | 2021-22 | 2022-23 | 2023-24 | 2024-25 | 2025-26 | 2026-27 | 2027-28 | 2028-29 | 2029-30 | 2030-31 | 2031-32 | 2032-33 | 2033-34 | 2034-35 | 2035-36 | 2036-37 | 2037-38 | 2038-39 | 2039-40 | 2040-41 | 2041-42 | 2042-43 | 2043-44 | 2044-45 | 2045-46
NEM | LS Battery pump | 0.2274 | 0.23728 | 0.29935 | 0.26438 | 0.26737 | 0.2562 | 0.24733 | 0.2296 | 0.21294 | 0.18953 | 0.16903 | 0.158 | 0.13211 | 0.11098 | 0.11144 | 0.10424 | 0.093191 | 0.088934 | 0.085429 | 0.077448 | 0.049496 | 0.029329 | 0.024877 | 0.02521 | 0.022622
NEM | Pumped Hydro pump | 778.5118 | 3399.0652 | 5407.2677 | 5866.3169 | 13509.7792 | 23383.5536 | 25639.8297 | 25178.9544 | 26739.6533 | 27479.9371 | 21931.2502 | 26163.2009 | 21549.4009 | 19436.6854 | 23513.2394 | 20855.3691 | 21449.6227 | 19508.4603 | 21029.3206 | 21157.425 | 18433.844 | 19240.0865 | 17306.5558 | 18237.9621 | 16194.2714
NEM | VPP pump | 0 | 0 | 0 | 0 | 0 | 0 | 0 | 0 | 0 | 0 | 0 | 0 | 0 | 0 | 0 | 0 | 0 | 0 | 0 | 0 | 0 | 0 | 0 | 0 | 0
Region | Technology | 2021-22 | 2022-23 | 2023-24 | 2024-25 | 2025-26 | 2026-27 | 2027-28 | 2028-29 | 2029-30 | 2030-31 | 2031-32 | 2032-33 | 2033-34 | 2034-35 | 2035-36 | 2036-37 | 2037-38 | 2038-39 | 2039-40 | 2040-41 | 2041-42 | 2042-43 | 2043-44 | 2044-45 | 2045-46
NSW1 | LS Battery pump | 0 | 0 | 0 | 0 | 0 | 0 | 0 | 0 | 0 | 0 | 0 | 0 | 0 | 0 | 0 | 0 | 0 | 0 | 0 | 0 | 0 | 0 | 0 | 0 | 0
NSW1 | Pumped Hydro pump | 162.4798 | 2469.3287 | 3497.3268 | 4033.0199 | 11186.2014 | 20140.1596 | 22058.2187 | 21888.1034 | 23697.4621 | 24413.4119 | 19914.6048 | 23210.6611 | 19241.9897 | 17515.1302 | 20820.5249 | 18809.9641 | 19549.1778 | 17660.0497 | 19151.2841 | 19290.9284 | 16722.4008 | 17532.8906 | 15927.29 | 16785.6857 | 14981.5725
NSW1 | VPP pump | 0 | 0 | 0 | 0 | 0 | 0 | 0 | 0 | 0 | 0 | 0 | 0 | 0 | 0 | 0 | 0 | 0 | 0 | 0 | 0 | 0 | 0 | 0 | 0 | 0
Region | Technology | 2021-22 | 2022-23 | 2023-24 | 2024-25 | 2025-26 | 2026-27 | 2027-28 | 2028-29 | 2029-30 | 2030-31 | 2031-32 | 2032-33 | 2033-34 | 2034-35 | 2035-36 | 2036-37 | 2037-38 | 2038-39 | 2039-40 | 2040-41 | 2041-42 | 2042-43 | 2043-44 | 2044-45 | 2045-46
QLD1 | LS Battery pump | 0.00097073 | 0.018076 | 0.022332 | 0.023305 | 0.026196 | 0.025592 | 0.026103 | 0.023066 | 0.021192 | 0.020466 | 0.017911 | 0.019043 | 0.016656 | 0.014867 | 0.015583 | 0.013657 | 0.01124 | 0.011337 | 0.011146 | 0.010612 | 0.010439 | 0.0094502 | 0.0078882 | 0.0081824 | 0.0074885
QLD1 | Pumped Hydro pump | 616.0321 | 929.7365 | 1909.9409 | 1833.297 | 2323.5778 | 3243.394 | 3581.611 | 3290.851 | 3042.1912 | 3066.5252 | 2016.6454 | 2952.5398 | 2307.4112 | 1921.5552 | 2692.7145 | 2045.405 | 1900.4449 | 1848.4106 | 1878.0365 | 1866.4966 | 1711.4432 | 1707.1959 | 1379.2658 | 1452.2764 | 1212.6989
QLD1 | VPP pump | 0 | 0 | 0 | 0 | 0 | 0 | 0 | 0 | 0 | 0 | 0 | 0 | 0 | 0 | 0 | 0 | 0 | 0 | 0 | 0 | 0 | 0 | 0 | 0 | 0
Region | Technology | 2021-22 | 2022-23 | 2023-24 | 2024-25 | 2025-26 | 2026-27 | 2027-28 | 2028-29 | 2029-30 | 2030-31 | 2031-32 | 2032-33 | 2033-34 | 2034-35 | 2035-36 | 2036-37 | 2037-38 | 2038-39 | 2039-40 | 2040-41 | 2041-42 | 2042-43 | 2043-44 | 2044-45 | 2045-46
VIC1 | LS Battery pump | 0.13649 | 0.14567 | 0.18952 | 0.17057 | 0.17242 | 0.16442 | 0.15784 | 0.14671 | 0.13704 | 0.12139 | 0.108 | 0.099153 | 0.077863 | 0.071557 | 0.071322 | 0.067079 | 0.061044 | 0.057787 | 0.055393 | 0.050008 | 0.021683 | 0.0041884 | 0.0033601 | 0.0034086 | 0.0032548
VIC1 | Pumped Hydro pump | 0 | 0 | 0 | 0 | 0 | 0 | 0 | 0 | 0 | 0 | 0 | 0 | 0 | 0 | 0 | 0 | 0 | 0 | 0 | 0 | 0 | 0 | 0 | 0 | 0
VIC1 | VPP pump | 0 | 0 | 0 | 0 | 0 | 0 | 0 | 0 | 0 | 0 | 0 | 0 | 0 | 0 | 0 | 0 | 0 | 0 | 0 | 0 | 0 | 0 | 0 | 0 | 0
Region | Technology | 2021-22 | 2022-23 | 2023-24 | 2024-25 | 2025-26 | 2026-27 | 2027-28 | 2028-29 | 2029-30 | 2030-31 | 2031-32 | 2032-33 | 2033-34 | 2034-35 | 2035-36 | 2036-37 | 2037-38 | 2038-39 | 2039-40 | 2040-41 | 2041-42 | 2042-43 | 2043-44 | 2044-45 | 2045-46
SA1 | LS Battery pump | 0.089938 | 0.073535 | 0.087507 | 0.070512 | 0.068749 | 0.06619 | 0.063386 | 0.05982 | 0.054713 | 0.047677 | 0.043119 | 0.039808 | 0.037593 | 0.024557 | 0.02454 | 0.023504 | 0.020907 | 0.01981 | 0.01889 | 0.016828 | 0.017374 | 0.015691 | 0.013629 | 0.013619 | 0.011879
SA1 | Pumped Hydro pump | 0 | 0 | 0 | 0 | 0 | 0 | 0 | 0 | 0 | 0 | 0 | 0 | 0 | 0 | 0 | 0 | 0 | 0 | 0 | 0 | 0 | 0 | 0 | 0 | 0
SA1 | VPP pump | 0 | 0 | 0 | 0 | 0 | 0 | 0 | 0 | 0 | 0 | 0 | 0 | 0 | 0 | 0 | 0 | 0 | 0 | 0 | 0 | 0 | 0 | 0 | 0 | 0
Region | Technology | 2021-22 | 2022-23 | 2023-24 | 2024-25 | 2025-26 | 2026-27 | 2027-28 | 2028-29 | 2029-30 | 2030-31 | 2031-32 | 2032-33 | 2033-34 | 2034-35 | 2035-36 | 2036-37 | 2037-38 | 2038-39 | 2039-40 | 2040-41 | 2041-42 | 2042-43 | 2043-44 | 2044-45 | 2045-46
TAS1 | LS Battery pump | 0 | 0 | 0 | 0 | 0 | 0 | 0 | 0 | 0 | 0 | 0 | 0 | 0 | 0 | 0 | 0 | 0 | 0 | 0 | 0 | 0 | 0 | 0 | 0 | 0
TAS1 | Pumped Hydro pump | 0 | 0 | 0 | 0 | 0 | 0 | 0 | 0 | 0 | 0 | 0 | 0 | 0 | 0 | 0 | 0 | 0 | 0 | 0 | 0 | 0 | 0 | 0 | 0 | 0
TAS1 | VPP pump | 0 | 0 | 0 | 0 | 0 | 0 | 0 | 0 | 0 | 0 | 0 | 0 | 0 | 0 | 0 | 0 | 0 | 0 | 0 | 0 | 0 | 0 | 0 | 0 | 0

## Option3C_FOM Cost
FOM cost by technology ($000s) - HumeLink Option 3C, Fast Change Scenario
FOM | Real June 2019 dollars discounted to June 2021. For new entrant capacity, the FOM is incurred annually in modelling. For existing capacity, FOM is considered to be a sunk cost, since the fixed retirement dates are assumed to be the same in the Base Case and the case with HumeLink. As such, early retirements are presented as an annual FOM saving, or negative cost, that continues until the assumed fixed date retirement.
Explicitly modelled generation
Region | Technology | 2021-22 | 2022-23 | 2023-24 | 2024-25 | 2025-26 | 2026-27 | 2027-28 | 2028-29 | 2029-30 | 2030-31 | 2031-32 | 2032-33 | 2033-34 | 2034-35 | 2035-36 | 2036-37 | 2037-38 | 2038-39 | 2039-40 | 2040-41 | 2041-42 | 2042-43 | 2043-44 | 2044-45 | 2045-46
NEM | Black Coal | 0 | 0 | 0 | -30264.4929 | 673994.1301 | 258337.468 | -187002.0415 | 0 | -0.044702 | -10128.7697 | -24963.8683 | -6.7338e-05 | 279441.8224 | -1.897e-05 | -9.7763e-06 | 0 | 0 | 0 | 0 | 0 | 0 | 0 | -1.2781e-05 | -0.0036129 | -7.11e-06
NEM | Brown Coal | 0 | 0 | 0 | -597167.9958 | -125528.6111 | -0.04836 | 154688.9391 | 432951.2992 | 0 | 0 | 0 | 0 | 0 | 0 | 0 | 0 | 169652.8246 | 197519.6323 | 0 | 0 | 0 | 0 | -1.9028e-05 | -4.8084e-05 | -9779.0092
NEM | CCGT | 0 | 0.11932 | 0.026168 | 0.013619 | 0.0024945 | 0.0038281 | 0.0020558 | 0.00998 | 0.0026994 | 0.0031995 | 7.3213e-05 | 0.0095924 | 0.0065391 | 0.0045657 | 0.0066803 | 0.0091654 | 0.031951 | 0.0022474 | 0.0044315 | 4.1921e-05 | 0.0036443 | 0.0047526 | 0.0016751 | 0.00014616 | 0.00022051
NEM | Gas - Steam | 0 | 0 | 0 | 0 | 0 | 0 | 0 | 0 | 0 | 0 | 0 | 0 | 0 | 0 | 0 | 0 | 0 | 0 | 0 | 0 | 0 | 0 | 0 | 0 | 0
NEM | OCGT / Diesel | 0.082057 | 0.0087306 | 0.027543 | 0.0090057 | 0.0059068 | 0.012874 | 0.00083583 | 0.0033454 | 0.00080664 | 0.0055861 | 0.00075932 | 0.0018083 | 0.001605 | 0.0029752 | 0.0032277 | 7437.6637 | 3770.7674 | 0.00054505 | 0.0039216 | 0.00010716 | 0.0026392 | 0.00021157 | 220.4752 | 1428.0868 | 0.0011825
NEM | Hydro | 0 | 0 | 0 | 0 | 0 | 0 | 0 | 0 | 0 | 0 | 0 | 0 | 0 | 0 | 0 | 0 | 0 | 0 | 0 | 0 | 0 | 0 | 0 | 0 | 0
NEM | Wind | 0 | 13.0645 | 277567.3155 | 346414.6443 | 134972.5919 | 82905.0115 | 89077.7556 | 520446.4092 | 574939.9525 | 30410.3045 | 109354.3039 | 288519.7193 | 75892.1251 | 211623.3829 | 447280.0431 | 316681.0115 | 515752.9151 | 83926.9835 | 27486.8479 | 8343.5248 | 101769.7119 | 116401.4683 | 7485.4783 | 6467.2564 | 18623.7708
NEM | Solar PV | 0.75062 | 202650.7346 | 46779.6593 | 0.060176 | 159696.7975 | 135141.0271 | 83028.7897 | 0.42992 | 479166.3174 | 0.36565 | 2.1051 | 10627.1137 | 24091.8078 | 0.081776 | 37291.3673 | 29529.6805 | 73256.3266 | 33242.3066 | 0.0094366 | 22980.3679 | 25334.9398 | 87718.0701 | 4050.5102 | 0.0018202 | 0.0191
NEM | LS Battery | 0.66732 | 0.021371 | 0.0092953 | 0 | 0.13827 | 0.49016 | 0.11801 | 25858.1615 | 0.00017389 | 14958.8247 | 8288.2664 | 8562.2816 | 11625.3488 | 3669.9123 | 36860.4323 | 1687.8963 | 2627.2408 | 1.7436e-05 | 0.00083257 | 0.00046273 | 15363.567 | 6367.5786 | 88.496 | 824.6496 | 0.00067777
NEM | Pumped Hydro | 0 | 0 | 0 | 1.4768 | 0.15415 | 0.30655 | 0.014083 | 0.23011 | 245018.4972 | 0.05679 | 0.037031 | 0.082224 | 0.0039355 | 0.043824 | 0.03824 | 12066.5852 | 24309.9041 | 0.034126 | 0.32148 | 0.0015284 | 3992.3173 | 15699.585 | 3381.1965 | 5244.3485 | 0.00015607
NEM | VPP | 0 | 0 | 0 | 0 | 0 | 0 | 0 | 0 | 0 | 0 | 0 | 0 | 0 | 0 | 0 | 0 | 0 | 0 | 0 | 0 | 0 | 0 | 0 | 0 | 0
Total excluding storage |  | 0.83268 | 202663.9271 | 324347.0285 | -281017.7615 | 843134.9168 | 476383.475 | 139793.4458 | 953398.1517 | 1054106.2287 | 20281.9092 | 84392.5416 | 299146.8443 | 379425.7634 | 211623.4722 | 484571.4203 | 353648.3648 | 762432.8657 | 314688.9252 | 27486.8657 | 31323.8929 | 127104.658 | 204119.5434 | 11756.4654 | 7895.3415 | 8844.782
Region | Technology | 2021-22 | 2022-23 | 2023-24 | 2024-25 | 2025-26 | 2026-27 | 2027-28 | 2028-29 | 2029-30 | 2030-31 | 2031-32 | 2032-33 | 2033-34 | 2034-35 | 2035-36 | 2036-37 | 2037-38 | 2038-39 | 2039-40 | 2040-41 | 2041-42 | 2042-43 | 2043-44 | 2044-45 | 2045-46
NSW1 | Black Coal | 0 | 0 | 0 | -0.001697 | 829836.1513 | -142044.4149 | -183741.8754 | 0 | -0.042472 | -10128.7695 | -24963.8682 | 0 | 0 | -1.897e-05 | 0 | 0 | 0 | 0 | 0 | 0 | 0 | 0 | 0 | 0 | 0
NSW1 | Brown Coal | 0 | 0 | 0 | 0 | 0 | 0 | 0 | 0 | 0 | 0 | 0 | 0 | 0 | 0 | 0 | 0 | 0 | 0 | 0 | 0 | 0 | 0 | 0 | 0 | 0
NSW1 | CCGT | 0 | 0.026578 | 0.013443 | 6.0175e-05 | 0 | 0 | 0 | 2.4844e-05 | 4.9431e-05 | 0 | 1.4747e-05 | 0.002559 | 0.0017954 | 0.00038455 | 0.0028175 | 0.0054631 | 0.01255 | 2.3976e-05 | 5.3036e-06 | 1.3861e-05 | 4.2102e-05 | 0.0032121 | 9.9132e-05 | 3.8977e-06 | 1.2697e-06
NSW1 | Gas - Steam | 0 | 0 | 0 | 0 | 0 | 0 | 0 | 0 | 0 | 0 | 0 | 0 | 0 | 0 | 0 | 0 | 0 | 0 | 0 | 0 | 0 | 0 | 0 | 0 | 0
NSW1 | OCGT / Diesel | 0.028406 | 0.0011703 | 0.02379 | 0.00019046 | 0.0012975 | 0.0026003 | 6.821e-05 | 0.0011373 | 7.5337e-05 | 9.3948e-05 | 0.0001879 | 0.00053734 | 0.00057511 | 0.00093239 | 0.00056793 | 7437.6255 | 3770.7481 | 3.8367e-05 | 4.3689e-05 | 3.5857e-05 | 0.0010689 | 0.00015554 | 0.0047762 | 415.9701 | 6.1115e-05
NSW1 | Hydro | 0 | 0 | 0 | 0 | 0 | 0 | 0 | 0 | 0 | 0 | 0 | 0 | 0 | 0 | 0 | 0 | 0 | 0 | 0 | 0 | 0 | 0 | 0 | 0 | 0
NSW1 | Wind | 0 | 5.4917 | 277565.3199 | 346005.2374 | 0.31573 | 9586.326 | 89077.7123 | 230172.5111 | 516014.4311 | 0.0029845 | 0.0021193 | 0.033441 | 0.006866 | 0.051733 | 199239.9176 | 0.035468 | 175273.5892 | 10501.9112 | 0.14721 | 0.02202 | 55014.4581 | 0.15537 | 0.0013252 | 0.0027966 | 0.0069109
NSW1 | Solar PV | 0.18087 | 202650.431 | 46779.6558 | 0.047161 | 159696.2864 | 135140.7049 | 83028.6464 | 0.012897 | 479166.2887 | 0.0061621 | 0.0041403 | 0.026056 | 0.0034558 | 0.0011445 | 0.056553 | 0.023711 | 62646.4082 | 0.0077372 | 0.0007973 | 21311.0403 | 0.017252 | 41388.2718 | 0.0074338 | 0.0002208 | 0.0089035
NSW1 | LS Battery | 0.38007 | 0.020707 | 0.0092953 | 0 | 0.13117 | 0.16193 | 0.051126 | 0.21201 | 5.3182e-05 | 1.665 | 0.0047736 | 1.7207 | 3665.3105 | 6.404e-05 | 36860.4323 | 1687.8963 | 3.7166e-05 | 8.9749e-06 | 3.0753e-05 | 0.00024543 | 14135.713 | 6123.0855 | 0.041979 | 0.14453 | 0.00027264
NSW1 | Pumped Hydro | 0 | 0 | 0 | 0.87104 | 0.097628 | 0.086397 | 0.0026882 | 0.091327 | 245018.4784 | 0.00033268 | 0.00058083 | 0.00093617 | 0.00053169 | 0.00048412 | 0.0014873 | 12065.8487 | 2506.1191 | 0.00027085 | 0.00026184 | 0.00020355 | 0.012526 | 0.00051126 | 6.1425e-05 | 0.00017428 | 2.4589e-05
NSW1 | VPP | 0 | 0 | 0 | 0 | 0 | 0 | 0 | 0 | 0 | 0 | 0 | 0 | 0 | 0 | 0 | 0 | 0 | 0 | 0 | 0 | 0 | 0 | 0 | 0 | 0
Total excluding storage |  | 0.20927 | 202655.9505 | 324345.0128 | 346005.2831 | 989532.7547 | 2682.6186 | -11635.5166 | 230172.5251 | 995180.6775 | -10128.7602 | -24963.8618 | 0.062593 | 0.012692 | 0.054175 | 199239.9776 | 7437.6901 | 241690.758 | 10501.919 | 0.14806 | 21311.0624 | 55014.4764 | 41388.4305 | 0.013634 | 415.9731 | 0.015877
Region | Technology | 2021-22 | 2022-23 | 2023-24 | 2024-25 | 2025-26 | 2026-27 | 2027-28 | 2028-29 | 2029-30 | 2030-31 | 2031-32 | 2032-33 | 2033-34 | 2034-35 | 2035-36 | 2036-37 | 2037-38 | 2038-39 | 2039-40 | 2040-41 | 2041-42 | 2042-43 | 2043-44 | 2044-45 | 2045-46
QLD1 | Black Coal | 0 | 0 | 0 | -30264.4912 | -155842.0212 | 400381.8829 | -3260.1661 | 0 | -0.0022304 | -0.00021475 | -3.6742e-05 | -6.7338e-05 | 279441.8224 | 0 | -9.7763e-06 | 0 | 0 | 0 | 0 | 0 | 0 | 0 | -1.2781e-05 | -0.0036129 | -7.11e-06
QLD1 | Brown Coal | 0 | 0 | 0 | 0 | 0 | 0 | 0 | 0 | 0 | 0 | 0 | 0 | 0 | 0 | 0 | 0 | 0 | 0 | 0 | 0 | 0 | 0 | 0 | 0 | 0
QLD1 | CCGT | 0 | 0.023867 | 0.0011253 | 0.0048109 | 0.0018912 | 0.0016998 | 2.3843e-05 | 0.0037628 | 1.7362e-05 | 1.105e-05 | 3.2413e-05 | 0.00021641 | 0.0014173 | 0.0025704 | 4.2269e-05 | 0.0035773 | 0.0075472 | 0 | 4.1186e-06 | 1.2273e-05 | 4.1346e-05 | 0.001479 | 6.8705e-06 | 0.00013255 | 3.772e-06
QLD1 | Gas - Steam | 0 | 0 | 0 | 0 | 0 | 0 | 0 | 0 | 0 | 0 | 0 | 0 | 0 | 0 | 0 | 0 | 0 | 0 | 0 | 0 | 0 | 0 | 0 | 0 | 0
QLD1 | OCGT / Diesel | 0.01354 | 0.00059724 | 0.00073755 | 0.0077721 | 0.0036688 | 0.0056204 | 3.0654e-05 | 0.00029686 | 2.9413e-05 | 2.4005e-05 | 2.9232e-05 | 3.0725e-05 | 2.4285e-05 | 0.00057397 | 3.3034e-05 | 0.036758 | 0.0053863 | 9.6204e-06 | 9.1132e-06 | 6.8213e-06 | 1.0022e-05 | 1.2428e-05 | 7.766e-06 | 1.0142e-05 | 4.0821e-06
QLD1 | Hydro | 0 | 0 | 0 | 0 | 0 | 0 | 0 | 0 | 0 | 0 | 0 | 0 | 0 | 0 | 0 | 0 | 0 | 0 | 0 | 0 | 0 | 0 | 0 | 0 | 0
QLD1 | Wind | 0 | 2.8986 | 0.14197 | 0.33499 | 134972.1643 | 64830.7103 | 0.0070459 | 281160.128 | 0.0067933 | 0.012075 | 109354.2852 | 87023.866 | 0.010308 | 211622.2356 | 64625.9911 | 297029.8657 | 234725.7321 | 0.0032073 | 0.001261 | 0.0017681 | 6857.2985 | 41219.8517 | 7485.4177 | 4135.7834 | 11291.8734
QLD1 | Solar PV | 0.24668 | 0.12872 | 0.00031354 | 0 | 0.23532 | 0.15839 | 0.035436 | 0.20818 | 0.002779 | 0.051467 | 1.7965 | 10625.7013 | 24091.7297 | 0.0019151 | 22354.6421 | 0.0026536 | 0.0033724 | 0.0011234 | 0.00033936 | 0.24851 | 8193.7524 | 46329.7927 | 0.0098783 | 0.00097541 | 0.00047671
QLD1 | LS Battery | 0.072514 | 5.6555e-05 | 0 | 0 | 0.0070067 | 0.13453 | 0.0021381 | 25857.7949 | 4.9314e-05 | 0.015973 | 8288.2005 | 0.005056 | 7960.0382 | 3669.9122 | 6.3522e-06 | 5.3371e-06 | 4.2523e-06 | 0 | 3.5598e-06 | 1.4626e-05 | 0.0017232 | 244.4926 | 8.596e-05 | 237.4716 | 0.00012093
QLD1 | Pumped Hydro | 0 | 0 | 0 | 0.17244 | 0.032361 | 0.071404 | 0.00046199 | 0.051492 | 0.00045953 | 0.00017431 | 0.00038958 | 0.00093367 | 0.00072939 | 0.039027 | 0.0024486 | 0.72659 | 21803.4384 | 0.00038294 | 0.00037883 | 0.0003052 | 571.7758 | 15699.5822 | 4.1712e-05 | 1257.1531 | 1.0251e-05
QLD1 | VPP | 0 | 0 | 0 | 0 | 0 | 0 | 0 | 0 | 0 | 0 | 0 | 0 | 0 | 0 | 0 | 0 | 0 | 0 | 0 | 0 | 0 | 0 | 0 | 0 | 0
Total excluding storage |  | 0.26022 | 3.0518 | 0.14414 | -30264.1436 | -20869.616 | 465212.7589 | -3260.1235 | 281160.3403 | 0.0073887 | 0.063363 | 109356.0817 | 97649.5675 | 303533.5638 | 211622.2407 | 86980.6333 | 297029.9087 | 234725.7484 | 0.0043404 | 0.0016136 | 0.2503 | 15051.051 | 87549.6459 | 7485.4276 | 4135.7809 | 11291.8739
Region | Technology | 2021-22 | 2022-23 | 2023-24 | 2024-25 | 2025-26 | 2026-27 | 2027-28 | 2028-29 | 2029-30 | 2030-31 | 2031-32 | 2032-33 | 2033-34 | 2034-35 | 2035-36 | 2036-37 | 2037-38 | 2038-39 | 2039-40 | 2040-41 | 2041-42 | 2042-43 | 2043-44 | 2044-45 | 2045-46
VIC1 | Black Coal | 0 | 0 | 0 | 0 | 0 | 0 | 0 | 0 | 0 | 0 | 0 | 0 | 0 | 0 | 0 | 0 | 0 | 0 | 0 | 0 | 0 | 0 | 0 | 0 | 0
VIC1 | Brown Coal | 0 | 0 | 0 | -597167.9958 | -125528.6111 | -0.04836 | 154688.9391 | 432951.2992 | 0 | 0 | 0 | 0 | 0 | 0 | 0 | 0 | 169652.8246 | 197519.6323 | 0 | 0 | 0 | 0 | -1.9028e-05 | -4.8084e-05 | -9779.0092
VIC1 | CCGT | 0 | 0.02612 | 5.8392e-05 | 0.0055311 | 1.974e-05 | 0.00073081 | 0.00091606 | 0.0022087 | 0.0015837 | 0.0021805 | 0 | 0.00066631 | 0.0025193 | 5.7766e-05 | 0.00076247 | 2.3723e-05 | 0.0031538 | 0.0010953 | 0.0032364 | 6.6702e-06 | 0.0014297 | 2.9577e-05 | 8.5784e-05 | 2.4873e-06 | 0.00020999
VIC1 | Gas - Steam | 0 | 0 | 0 | 0 | 0 | 0 | 0 | 0 | 0 | 0 | 0 | 0 | 0 | 0 | 0 | 0 | 0 | 0 | 0 | 0 | 0 | 0 | 0 | 0 | 0
VIC1 | OCGT / Diesel | 0.012839 | 0.006269 | 3.0789e-05 | 9.6221e-05 | 3.804e-05 | 0.0010902 | 4.2629e-05 | 4.0918e-05 | 4.2904e-05 | 0.004803 | 2.5081e-05 | 2.8998e-05 | 2.2658e-05 | 2.7211e-05 | 2.4572e-05 | 2.7245e-05 | 0.00044661 | 0.00012606 | 0.0027122 | 2.2544e-05 | 0.00025591 | 1.3625e-05 | 8.3509e-05 | 0.00027125 | 0.0011086
VIC1 | Hydro | 0 | 0 | 0 | 0 | 0 | 0 | 0 | 0 | 0 | 0 | 0 | 0 | 0 | 0 | 0 | 0 | 0 | 0 | 0 | 0 | 0 | 0 | 0 | 0 | 0
VIC1 | Wind | 0 | 1.4338 | 0.096142 | 0.40824 | 0.059174 | 0.29608 | 0.010725 | 1.0342 | 0.30483 | 0.25416 | 0.0040343 | 11.5453 | 75892.0728 | 0.79165 | 100701.3452 | 0.086833 | 51234.2614 | 19796.3186 | 16681.8284 | 8343.4875 | 35526.4065 | 75181.4548 | 0.011141 | 0.0017341 | 5367.4779
VIC1 | Solar PV | 0.070606 | 0.039866 | 7.0294e-05 | 0.012798 | 0.072107 | 0.05583 | 0.015745 | 0.030923 | 0.0084857 | 0.23757 | 0.021271 | 0.48261 | 0.030847 | 0.00074242 | 14935.3635 | 25128.6121 | 10609.9078 | 33242.2809 | 0.0071729 | 0.0031453 | 6324.3619 | 0.0021827 | 756.22 | 0.00011222 | 0.0087826
VIC1 | LS Battery | 0.077243 | 0.00011076 | 0 | 0 | 1.7521e-05 | 0.10881 | 0.020899 | 0.038363 | 2.3436e-05 | 12661.0121 | 0.00021983 | 4.0223e-05 | 5.8438e-06 | 0 | 0 | 0 | 0 | 0 | 2.7687e-06 | 1.0696e-05 | 0.00022581 | 0.00012685 | 8.0472e-05 | 0.00020314 | 8.0385e-05
VIC1 | Pumped Hydro | 0 | 0 | 0 | 0.18104 | 0.001637 | 0.11829 | 0.0011361 | 0.048741 | 0.0015944 | 0.035226 | 8.5595e-05 | 0.0006263 | 0.00048007 | 0.00058158 | 0.0011117 | 0.00098648 | 0.21207 | 0.00070304 | 0.15639 | 0.00035662 | 3420.4351 | 0.001562 | 3381.1939 | 3987.1913 | 3.5662e-05
VIC1 | VPP | 0 | 0 | 0 | 0 | 0 | 0 | 0 | 0 | 0 | 0 | 0 | 0 | 0 | 0 | 0 | 0 | 0 | 0 | 0 | 0 | 0 | 0 | 0 | 0 | 0
Total excluding storage |  | 0.083445 | 1.506 | 0.096302 | -597167.5691 | -125528.4797 | 0.30537 | 154688.9665 | 432952.3666 | 0.31494 | 0.49871 | 0.025331 | 12.0286 | 75892.1062 | 0.79248 | 115636.7095 | 25128.699 | 231496.9974 | 250558.233 | 16681.8415 | 8343.4907 | 41850.7701 | 75181.4571 | 756.2313 | 0.0020719 | -4411.5212
Region | Technology | 2021-22 | 2022-23 | 2023-24 | 2024-25 | 2025-26 | 2026-27 | 2027-28 | 2028-29 | 2029-30 | 2030-31 | 2031-32 | 2032-33 | 2033-34 | 2034-35 | 2035-36 | 2036-37 | 2037-38 | 2038-39 | 2039-40 | 2040-41 | 2041-42 | 2042-43 | 2043-44 | 2044-45 | 2045-46
SA1 | Black Coal | 0 | 0 | 0 | 0 | 0 | 0 | 0 | 0 | 0 | 0 | 0 | 0 | 0 | 0 | 0 | 0 | 0 | 0 | 0 | 0 | 0 | 0 | 0 | 0 | 0
SA1 | Brown Coal | 0 | 0 | 0 | 0 | 0 | 0 | 0 | 0 | 0 | 0 | 0 | 0 | 0 | 0 | 0 | 0 | 0 | 0 | 0 | 0 | 0 | 0 | 0 | 0 | 0
SA1 | CCGT | 0 | 0.020153 | 0.0058288 | 0.0003512 | 0.00056704 | 0.0011771 | 6.9017e-05 | 0.0038018 | 2.6366e-05 | 2.513e-05 | 1.1322e-05 | 0.0025931 | 0.00068534 | 0.0014066 | 0.0017284 | 4.7564e-05 | 0.007181 | 1.3617e-05 | 3.9294e-05 | 6.2445e-06 | 0.0010726 | 2.5205e-05 | 0.0014803 | 1.9365e-06 | 1.026e-06
SA1 | Gas - Steam | 0 | 0 | 0 | 0 | 0 | 0 | 0 | 0 | 0 | 0 | 0 | 0 | 0 | 0 | 0 | 0 | 0 | 0 | 0 | 0 | 0 | 0 | 0 | 0 | 0
SA1 | OCGT / Diesel | 0.013446 | 0.00035833 | 0.0020648 | 7.6691e-05 | 0.00040963 | 0.0028991 | 3.8476e-05 | 0.0012837 | 3.7552e-05 | 3.9585e-05 | 5.5014e-05 | 0.00048127 | 0.00049577 | 0.00094969 | 0.0020606 | 0.0010306 | 0.012947 | 1.5592e-05 | 2.3743e-05 | 2.1095e-05 | 3.109e-05 | 1.6205e-05 | 220.4703 | 1012.1163 | 2.1671e-06
SA1 | Hydro | 0 | 0 | 0 | 0 | 0 | 0 | 0 | 0 | 0 | 0 | 0 | 0 | 0 | 0 | 0 | 0 | 0 | 0 | 0 | 0 | 0 | 0 | 0 | 0 | 0
SA1 | Wind | 0 | 2.2512 | 0.58492 | 0.4483 | 0.051128 | 0.4697 | 0.016704 | 4.3376 | 0.26488 | 0.047703 | 0.0052808 | 84758.592 | 0.031753 | 0.18002 | 82712.5468 | 19650.9543 | 54517.1226 | 53628.4739 | 7786.8802 | 0.012901 | 0.15569 | 0.005502 | 0.047777 | 2331.4681 | 1964.4123
SA1 | Solar PV | 0.2209 | 0.11899 | 0.00091223 | 0.00019428 | 0.17942 | 0.068084 | 0.080944 | 0.17729 | 0.0038556 | 0.053446 | 0.2822 | 0.89457 | 0.041299 | 0.077841 | 1.2828 | 4401.0412 | 0.0026763 | 0.0063299 | 0.00086935 | 1669.0759 | 10816.7986 | 0.0029002 | 3294.2728 | 0.00018992 | 0.00065978
SA1 | LS Battery | 0.072615 | 0.00023392 | 0 | 0 | 6.1302e-05 | 0.062139 | 0.021784 | 0.10311 | 3.5652e-05 | 2295.9606 | 0.00042056 | 8560.5555 | 3.3959e-05 | 2.4704e-05 | 2.1776e-05 | 4.9936e-06 | 2627.2407 | 2.1175e-06 | 5.2848e-06 | 4.5648e-05 | 1227.8275 | 0.00025019 | 88.4538 | 587.0331 | 0.00015237
SA1 | Pumped Hydro | 0 | 0 | 0 | 0.096384 | 0.0089187 | 0.021969 | 0.0011223 | 0.026392 | 0.00056083 | 0.00011617 | 0.0002575 | 0.010492 | 0.0014219 | 0.0027679 | 0.020434 | 0.0045656 | 0.09593 | 0.00034601 | 0.0003151 | 0.00032512 | 0.029656 | 0.00047857 | 0.0022759 | 0.0038515 | 3.2639e-05
SA1 | VPP | 0 | 0 | 0 | 0 | 0 | 0 | 0 | 0 | 0 | 0 | 0 | 0 | 0 | 0 | 0 | 0 | 0 | 0 | 0 | 0 | 0 | 0 | 0 | 0 | 0
Total excluding storage |  | 0.23435 | 2.3907 | 0.59373 | 0.44892 | 0.23152 | 0.54186 | 0.097756 | 4.52 | 0.2688 | 0.10121 | 0.28755 | 84759.4897 | 0.074233 | 0.26022 | 82713.8334 | 24051.9966 | 54517.1454 | 53628.4803 | 7786.8811 | 1669.0888 | 10816.9554 | 0.0084436 | 3514.7924 | 3343.5846 | 1964.4129
Region | Technology | 2021-22 | 2022-23 | 2023-24 | 2024-25 | 2025-26 | 2026-27 | 2027-28 | 2028-29 | 2029-30 | 2030-31 | 2031-32 | 2032-33 | 2033-34 | 2034-35 | 2035-36 | 2036-37 | 2037-38 | 2038-39 | 2039-40 | 2040-41 | 2041-42 | 2042-43 | 2043-44 | 2044-45 | 2045-46
TAS1 | Black Coal | 0 | 0 | 0 | 0 | 0 | 0 | 0 | 0 | 0 | 0 | 0 | 0 | 0 | 0 | 0 | 0 | 0 | 0 | 0 | 0 | 0 | 0 | 0 | 0 | 0
TAS1 | Brown Coal | 0 | 0 | 0 | 0 | 0 | 0 | 0 | 0 | 0 | 0 | 0 | 0 | 0 | 0 | 0 | 0 | 0 | 0 | 0 | 0 | 0 | 0 | 0 | 0 | 0
TAS1 | CCGT | 0 | 0.022598 | 0.0057125 | 0.0028655 | 1.6506e-05 | 0.00022035 | 0.0010469 | 0.0001818 | 0.0010225 | 0.00098279 | 1.4732e-05 | 0.0035575 | 0.00012182 | 0.00014633 | 0.0013297 | 5.3734e-05 | 0.0015191 | 0.0011145 | 0.0011465 | 2.873e-06 | 0.0010585 | 6.7784e-06 | 3.0414e-06 | 5.2904e-06 | 4.4467e-06
TAS1 | Gas - Steam | 0 | 0 | 0 | 0 | 0 | 0 | 0 | 0 | 0 | 0 | 0 | 0 | 0 | 0 | 0 | 0 | 0 | 0 | 0 | 0 | 0 | 0 | 0 | 0 | 0
TAS1 | OCGT / Diesel | 0.013827 | 0.00033569 | 0.00091968 | 0.00087024 | 0.00049293 | 0.00066447 | 0.00065587 | 0.00058663 | 0.00062144 | 0.00062554 | 0.00046209 | 0.00072996 | 0.00048713 | 0.00049194 | 0.00054163 | 0.00038183 | 0.00052677 | 0.00035541 | 0.0011329 | 2.0844e-05 | 0.0012733 | 1.378e-05 | 2.1417e-05 | 0.00012127 | 6.5276e-06
TAS1 | Hydro | 0 | 0 | 0 | 0 | 0 | 0 | 0 | 0 | 0 | 0 | 0 | 0 | 0 | 0 | 0 | 0 | 0 | 0 | 0 | 0 | 0 | 0 | 0 | 0 | 0
TAS1 | Wind | 0 | 0.98922 | 1.1726 | 408.2154 | 0.0015735 | 8487.2094 | 0.0087801 | 9108.3983 | 58924.9449 | 30409.9876 | 0.0072664 | 116725.6825 | 0.0033669 | 0.1238 | 0.24241 | 0.069251 | 2.2099 | 0.27665 | 3017.9908 | 0.00060104 | 4371.3931 | 0.00084531 | 0.00040991 | 0.00042214 | 0.00036111
TAS1 | Solar PV | 0.031565 | 0.015943 | 0.0022358 | 2.214e-05 | 0.024258 | 0.039937 | 0.011247 | 0.00063046 | 0.013584 | 0.017005 | 0.00096531 | 0.0090834 | 0.0024553 | 0.00013258 | 0.022323 | 0.00070911 | 0.0046292 | 0.010561 | 0.00025773 | 5.9765e-05 | 0.009567 | 0.0005361 | 4.7587e-05 | 0.00032181 | 0.00027764
TAS1 | LS Battery | 0.064878 | 0.00026259 | 0 | 0 | 1.9406e-05 | 0.02275 | 0.022064 | 0.013146 | 1.2301e-05 | 0.17108 | 0.060418 | 0.0002127 | 1.4998e-05 | 5.4211e-06 | 3.2415e-06 | 0 | 3.2203e-06 | 6.3435e-06 | 0.0007902 | 0.00014633 | 0.024475 | 9.4062e-05 | 0.00011492 | 7.3478e-05 | 5.1446e-05
TAS1 | Pumped Hydro | 0 | 0 | 0 | 0.15588 | 0.013602 | 0.0084924 | 0.0086745 | 0.012159 | 0.016239 | 0.020941 | 0.035718 | 0.069236 | 0.00077248 | 0.00096322 | 0.012758 | 0.0042799 | 0.038554 | 0.032423 | 0.16413 | 0.00033788 | 0.064287 | 0.00021461 | 0.00015491 | 9.7369e-05 | 5.2932e-05
TAS1 | VPP | 0 | 0 | 0 | 0 | 0 | 0 | 0 | 0 | 0 | 0 | 0 | 0 | 0 | 0 | 0 | 0 | 0 | 0 | 0 | 0 | 0 | 0 | 0 | 0 | 0
Total excluding storage |  | 0.045392 | 1.0281 | 1.1815 | 408.2191 | 0.026341 | 8487.2502 | 0.021729 | 9108.3997 | 58924.9601 | 30410.0062 | 0.0087085 | 116725.6959 | 0.0064311 | 0.12457 | 0.2666 | 0.070396 | 2.2166 | 0.28868 | 3017.9934 | 0.00068452 | 4371.405 | 0.001402 | 0.00048196 | 0.00087052 | 0.00064972

## Option3C_Fuel Cost
Fuel cost by technology ($000s) - HumeLink Option 3C, Fast Change Scenario
Fuel | Real June 2019 dollars discounted to June 2021
Explicitly modelled generation
Region | Technology | 2021-22 | 2022-23 | 2023-24 | 2024-25 | 2025-26 | 2026-27 | 2027-28 | 2028-29 | 2029-30 | 2030-31 | 2031-32 | 2032-33 | 2033-34 | 2034-35 | 2035-36 | 2036-37 | 2037-38 | 2038-39 | 2039-40 | 2040-41 | 2041-42 | 2042-43 | 2043-44 | 2044-45 | 2045-46
NEM | Black Coal | 1837128.47 | 1486391.151 | 1514543.038 | 1513078.063 | 1361752.3914 | 1197213.2024 | 1154358.736 | 1121059.4677 | 897380.2576 | 837860.2173 | 690353.621 | 711136.279 | 714528.937 | 620241.874 | 412230.668 | 327885.945 | 279197.651 | 267791.278 | 247579.558 | 199907.541 | 207368.9125 | 105816.9285 | 77473.147 | 53837.594 | 39831.8125
NEM | Brown Coal | 229876.262 | 186296.503 | 195289.123 | 138031.3451 | 121661.9546 | 110662.9323 | 95403.4828 | 95247.8225 | 81593.068 | 84188.231 | 81407.8565 | 77626.4545 | 74601.8155 | 68732.3595 | 62866.094 | 59438.163 | 54356.3525 | 48805.6003 | 44558.1729 | 41277.9664 | 39493.1372 | 38148.619 | 32489.4375 | 28466.2047 | 24750.5301
NEM | CCGT | 158266.3194 | 145676.8888 | 107011.4593 | 99529.727 | 95868.1087 | 92390.7589 | 88700.4768 | 87972.3654 | 89621.74 | 81652.4023 | 73445.4222 | 80360.2759 | 77991.9145 | 84160.5342 | 124146.4254 | 79246.9433 | 104142.3682 | 112430.8364 | 99219.1292 | 100710.9061 | 90121.1318 | 114521.0496 | 68019.9716 | 53608.645 | 24072.9143
NEM | Gas - Steam | 67673.9708 | 66378.782 | 66808.3798 | 7842.2977 | 8164.2636 | 9653.0735 | 9868.668 | 12508.838 | 13468.4535 | 10927.162 | 6811.9029 | 6628.7818 | 5822.037 | 6238.3782 | 3445.7098 | 3601.665 | 8632.501 | 5412.631 | 0 | 0 | 0 | 0 | 0 | 0 | 0
NEM | OCGT / Diesel | 3945.7581 | 4187.228 | 8257.2289 | 2132.9521 | 4803.1954 | 7745.1388 | 5441.3988 | 9303.7999 | 9916.9158 | 6389.8609 | 1856.8964 | 2868.8606 | 1245.2042 | 3807.2184 | 11407.385 | 9938.4439 | 32921.2022 | 17270.6418 | 38429.4398 | 56593.8178 | 47210.8389 | 71531.8905 | 122592.0961 | 87803.7411 | 76428.5955
NEM | Hydro | 0 | 0 | 0 | 0 | 0 | 0 | 0 | 0 | 0 | 0 | 0 | 0 | 0 | 0 | 0 | 0 | 0 | 0 | 0 | 0 | 0 | 0 | 0 | 0 | 0
NEM | Wind | 0 | 0 | 0 | 0 | 0 | 0 | 0 | 0 | 0 | 0 | 0 | 0 | 0 | 0 | 0 | 0 | 0 | 0 | 0 | 0 | 0 | 0 | 0 | 0 | 0
NEM | Solar PV | 0 | 0 | 0 | 0 | 0 | 0 | 0 | 0 | 0 | 0 | 0 | 0 | 0 | 0 | 0 | 0 | 0 | 0 | 0 | 0 | 0 | 0 | 0 | 0 | 0
NEM | LS Battery | 0 | 0 | 0 | 0 | 0 | 0 | 0 | 0 | 0 | 0 | 0 | 0 | 0 | 0 | 0 | 0 | 0 | 0 | 0 | 0 | 0 | 0 | 0 | 0 | 0
NEM | Pumped Hydro | 0 | 0 | 0 | 0 | 0 | 0 | 0 | 0 | 0 | 0 | 0 | 0 | 0 | 0 | 0 | 0 | 0 | 0 | 0 | 0 | 0 | 0 | 0 | 0 | 0
NEM | VPP | 0 | 0 | 0 | 0 | 0 | 0 | 0 | 0 | 0 | 0 | 0 | 0 | 0 | 0 | 0 | 0 | 0 | 0 | 0 | 0 | 0 | 0 | 0 | 0 | 0
Total excluding storage |  | 2296890.7804 | 1888930.5527 | 1891909.229 | 1760614.3848 | 1592249.9137 | 1417665.1059 | 1353772.7623 | 1326092.2935 | 1091980.4349 | 1021017.8735 | 853875.699 | 878620.6519 | 874189.9083 | 783180.3643 | 614096.2822 | 480111.1603 | 479250.0748 | 451710.9875 | 429786.2999 | 398490.2313 | 384194.0205 | 330018.4876 | 300574.6522 | 223716.1849 | 165083.8524
Region | Technology | 2021-22 | 2022-23 | 2023-24 | 2024-25 | 2025-26 | 2026-27 | 2027-28 | 2028-29 | 2029-30 | 2030-31 | 2031-32 | 2032-33 | 2033-34 | 2034-35 | 2035-36 | 2036-37 | 2037-38 | 2038-39 | 2039-40 | 2040-41 | 2041-42 | 2042-43 | 2043-44 | 2044-45 | 2045-46
NSW1 | Black Coal | 960328.856 | 769887.666 | 790588.54 | 814412.308 | 772836.144 | 651910.1 | 652598.9478 | 652089.6841 | 462451.1242 | 437687.4768 | 328532.3051 | 336016.984 | 360554.168 | 313634.276 | 125609.228 | 110027.248 | 119554.764 | 116171.708 | 106117.888 | 76879.558 | 90979.708 | 0 | 0 | 0 | 0
NSW1 | Brown Coal | 0 | 0 | 0 | 0 | 0 | 0 | 0 | 0 | 0 | 0 | 0 | 0 | 0 | 0 | 0 | 0 | 0 | 0 | 0 | 0 | 0 | 0 | 0 | 0 | 0
NSW1 | CCGT | 1375.1282 | 2062.6291 | 1985.1116 | 3533.083 | 3566.6165 | 3460.3485 | 3338.796 | 3282.0565 | 3166.2381 | 3230.2174 | 3076.763 | 6780.5266 | 7129.558 | 11666.8116 | 25065.04 | 14772.1729 | 34745.7234 | 39049.4391 | 39428.3434 | 38273.2006 | 34206.1936 | 46609.031 | 8250.7554 | 0.15704 | 0.14669
NSW1 | Gas - Steam | 0 | 0 | 0 | 0 | 0 | 0 | 0 | 0 | 0 | 0 | 0 | 0 | 0 | 0 | 0 | 0 | 0 | 0 | 0 | 0 | 0 | 0 | 0 | 0 | 0
NSW1 | OCGT / Diesel | 0.14365 | 0.13539 | 378.9646 | 8.7009 | 285.8941 | 341.0829 | 108.3689 | 181.0543 | 0.14999 | 1.673 | 0.14165 | 352.6809 | 26.7575 | 81.7685 | 1951.892 | 2155.5009 | 5486.1095 | 1311.6802 | 8392.2374 | 15382.4594 | 13308.2447 | 21029.1461 | 50976.2861 | 33734.0851 | 28982.1441
NSW1 | Hydro | 0 | 0 | 0 | 0 | 0 | 0 | 0 | 0 | 0 | 0 | 0 | 0 | 0 | 0 | 0 | 0 | 0 | 0 | 0 | 0 | 0 | 0 | 0 | 0 | 0
NSW1 | Wind | 0 | 0 | 0 | 0 | 0 | 0 | 0 | 0 | 0 | 0 | 0 | 0 | 0 | 0 | 0 | 0 | 0 | 0 | 0 | 0 | 0 | 0 | 0 | 0 | 0
NSW1 | Solar PV | 0 | 0 | 0 | 0 | 0 | 0 | 0 | 0 | 0 | 0 | 0 | 0 | 0 | 0 | 0 | 0 | 0 | 0 | 0 | 0 | 0 | 0 | 0 | 0 | 0
NSW1 | LS Battery | 0 | 0 | 0 | 0 | 0 | 0 | 0 | 0 | 0 | 0 | 0 | 0 | 0 | 0 | 0 | 0 | 0 | 0 | 0 | 0 | 0 | 0 | 0 | 0 | 0
NSW1 | Pumped Hydro | 0 | 0 | 0 | 0 | 0 | 0 | 0 | 0 | 0 | 0 | 0 | 0 | 0 | 0 | 0 | 0 | 0 | 0 | 0 | 0 | 0 | 0 | 0 | 0 | 0
NSW1 | VPP | 0 | 0 | 0 | 0 | 0 | 0 | 0 | 0 | 0 | 0 | 0 | 0 | 0 | 0 | 0 | 0 | 0 | 0 | 0 | 0 | 0 | 0 | 0 | 0 | 0
Total excluding storage |  | 961704.1279 | 771950.4305 | 792952.6162 | 817954.0919 | 776688.6547 | 655711.5315 | 656046.1127 | 655552.7948 | 465617.5123 | 440919.3672 | 331609.2097 | 343150.1915 | 367710.4835 | 325382.8561 | 152626.1599 | 126954.9218 | 159786.5969 | 156532.8273 | 153938.4688 | 130535.218 | 138494.1463 | 67638.1771 | 59227.0415 | 33734.2421 | 28982.2908
Region | Technology | 2021-22 | 2022-23 | 2023-24 | 2024-25 | 2025-26 | 2026-27 | 2027-28 | 2028-29 | 2029-30 | 2030-31 | 2031-32 | 2032-33 | 2033-34 | 2034-35 | 2035-36 | 2036-37 | 2037-38 | 2038-39 | 2039-40 | 2040-41 | 2041-42 | 2042-43 | 2043-44 | 2044-45 | 2045-46
QLD1 | Black Coal | 876799.614 | 716503.485 | 723954.498 | 698665.755 | 588916.2474 | 545303.1024 | 501759.7882 | 468969.7836 | 434929.1334 | 400172.7405 | 361821.316 | 375119.295 | 353974.769 | 306607.598 | 286621.44 | 217858.697 | 159642.887 | 151619.57 | 141461.67 | 123027.983 | 116389.2045 | 105816.9285 | 77473.147 | 53837.594 | 39831.8125
QLD1 | Brown Coal | 0 | 0 | 0 | 0 | 0 | 0 | 0 | 0 | 0 | 0 | 0 | 0 | 0 | 0 | 0 | 0 | 0 | 0 | 0 | 0 | 0 | 0 | 0 | 0 | 0
QLD1 | CCGT | 76158.3312 | 71531.4602 | 67597.749 | 70259.2377 | 66693.3625 | 63491.2335 | 60863.5897 | 60568.5874 | 55108.9867 | 52382.0429 | 48061.9235 | 52724.7092 | 51136.2611 | 43811.3986 | 73108.7505 | 48282.8303 | 69396.3209 | 73381.0732 | 59790.4401 | 62437.3907 | 55914.5985 | 67911.6914 | 59768.8831 | 53608.1835 | 24072.471
QLD1 | Gas - Steam | 0 | 0 | 0 | 0 | 0 | 0 | 0 | 0 | 0 | 0 | 0 | 0 | 0 | 0 | 0 | 0 | 0 | 0 | 0 | 0 | 0 | 0 | 0 | 0 | 0
QLD1 | OCGT / Diesel | 38.3072 | 0.16515 | 242.6356 | 555.6454 | 1385.2082 | 811.3563 | 159.1402 | 1263.7914 | 375.8736 | 196.6009 | 510.1375 | 825.6971 | 516.753 | 381.9124 | 1429.7392 | 1886.2208 | 7540.4063 | 2109.4638 | 7953.2361 | 9210.984 | 9666.6488 | 19468.3884 | 23698.838 | 26612.7274 | 25311.7477
QLD1 | Hydro | 0 | 0 | 0 | 0 | 0 | 0 | 0 | 0 | 0 | 0 | 0 | 0 | 0 | 0 | 0 | 0 | 0 | 0 | 0 | 0 | 0 | 0 | 0 | 0 | 0
QLD1 | Wind | 0 | 0 | 0 | 0 | 0 | 0 | 0 | 0 | 0 | 0 | 0 | 0 | 0 | 0 | 0 | 0 | 0 | 0 | 0 | 0 | 0 | 0 | 0 | 0 | 0
QLD1 | Solar PV | 0 | 0 | 0 | 0 | 0 | 0 | 0 | 0 | 0 | 0 | 0 | 0 | 0 | 0 | 0 | 0 | 0 | 0 | 0 | 0 | 0 | 0 | 0 | 0 | 0
QLD1 | LS Battery | 0 | 0 | 0 | 0 | 0 | 0 | 0 | 0 | 0 | 0 | 0 | 0 | 0 | 0 | 0 | 0 | 0 | 0 | 0 | 0 | 0 | 0 | 0 | 0 | 0
QLD1 | Pumped Hydro | 0 | 0 | 0 | 0 | 0 | 0 | 0 | 0 | 0 | 0 | 0 | 0 | 0 | 0 | 0 | 0 | 0 | 0 | 0 | 0 | 0 | 0 | 0 | 0 | 0
QLD1 | VPP | 0 | 0 | 0 | 0 | 0 | 0 | 0 | 0 | 0 | 0 | 0 | 0 | 0 | 0 | 0 | 0 | 0 | 0 | 0 | 0 | 0 | 0 | 0 | 0 | 0
Total excluding storage |  | 952996.2524 | 788035.1104 | 791794.8826 | 769480.6381 | 656994.8182 | 609605.6923 | 562782.5181 | 530802.1624 | 490413.9938 | 452751.3843 | 410393.377 | 428669.7013 | 405627.7831 | 350800.9091 | 361159.9297 | 268027.7481 | 236579.6142 | 227110.107 | 209205.3461 | 194676.3577 | 181970.4518 | 193197.0083 | 160940.8681 | 134058.5049 | 89216.0312
Region | Technology | 2021-22 | 2022-23 | 2023-24 | 2024-25 | 2025-26 | 2026-27 | 2027-28 | 2028-29 | 2029-30 | 2030-31 | 2031-32 | 2032-33 | 2033-34 | 2034-35 | 2035-36 | 2036-37 | 2037-38 | 2038-39 | 2039-40 | 2040-41 | 2041-42 | 2042-43 | 2043-44 | 2044-45 | 2045-46
VIC1 | Black Coal | 0 | 0 | 0 | 0 | 0 | 0 | 0 | 0 | 0 | 0 | 0 | 0 | 0 | 0 | 0 | 0 | 0 | 0 | 0 | 0 | 0 | 0 | 0 | 0 | 0
VIC1 | Brown Coal | 229876.262 | 186296.503 | 195289.123 | 138031.3451 | 121661.9546 | 110662.9323 | 95403.4828 | 95247.8225 | 81593.068 | 84188.231 | 81407.8565 | 77626.4545 | 74601.8155 | 68732.3595 | 62866.094 | 59438.163 | 54356.3525 | 48805.6003 | 44558.1729 | 41277.9664 | 39493.1372 | 38148.619 | 32489.4375 | 28466.2047 | 24750.5301
VIC1 | CCGT | 0 | 0.070106 | 0.069733 | 0.081174 | 0.080678 | 0.081282 | 0.082211 | 0.090354 | 0.09436 | 0.10002 | 0.093924 | 0.096272 | 0.10132 | 0.096312 | 0.095791 | 0.088816 | 0.10646 | 0.10946 | 0.12931 | 0.11894 | 0.12833 | 0.12402 | 0.11815 | 0.10732 | 0.1101
VIC1 | Gas - Steam | 1283.0016 | 1192.666 | 1465.7518 | 858.8882 | 1283.4576 | 2814.4415 | 3259.6095 | 5978.943 | 7248.2955 | 4777.856 | 819.9724 | 1071.3438 | 521.8445 | 1338.0372 | 3445.7098 | 3601.665 | 8632.501 | 5412.631 | 0 | 0 | 0 | 0 | 0 | 0 | 0
VIC1 | OCGT / Diesel | 670.4931 | 2015.0972 | 1150.5184 | 1002.8785 | 846.4563 | 3168.204 | 2026.3289 | 3442.3184 | 4790.3111 | 2775.2744 | 797.5587 | 1055.7347 | 498.6689 | 501.3701 | 2789.7236 | 2016.6049 | 6693.1634 | 2114.6487 | 8178.2338 | 14416.9054 | 9969.1056 | 12399.008 | 23277.606 | 15052.3902 | 12619.9709
VIC1 | Hydro | 0 | 0 | 0 | 0 | 0 | 0 | 0 | 0 | 0 | 0 | 0 | 0 | 0 | 0 | 0 | 0 | 0 | 0 | 0 | 0 | 0 | 0 | 0 | 0 | 0
VIC1 | Wind | 0 | 0 | 0 | 0 | 0 | 0 | 0 | 0 | 0 | 0 | 0 | 0 | 0 | 0 | 0 | 0 | 0 | 0 | 0 | 0 | 0 | 0 | 0 | 0 | 0
VIC1 | Solar PV | 0 | 0 | 0 | 0 | 0 | 0 | 0 | 0 | 0 | 0 | 0 | 0 | 0 | 0 | 0 | 0 | 0 | 0 | 0 | 0 | 0 | 0 | 0 | 0 | 0
VIC1 | LS Battery | 0 | 0 | 0 | 0 | 0 | 0 | 0 | 0 | 0 | 0 | 0 | 0 | 0 | 0 | 0 | 0 | 0 | 0 | 0 | 0 | 0 | 0 | 0 | 0 | 0
VIC1 | Pumped Hydro | 0 | 0 | 0 | 0 | 0 | 0 | 0 | 0 | 0 | 0 | 0 | 0 | 0 | 0 | 0 | 0 | 0 | 0 | 0 | 0 | 0 | 0 | 0 | 0 | 0
VIC1 | VPP | 0 | 0 | 0 | 0 | 0 | 0 | 0 | 0 | 0 | 0 | 0 | 0 | 0 | 0 | 0 | 0 | 0 | 0 | 0 | 0 | 0 | 0 | 0 | 0 | 0
Total excluding storage |  | 231829.7567 | 189504.3363 | 197905.4629 | 139893.193 | 123791.9493 | 116645.6591 | 100689.5034 | 104669.1742 | 93631.769 | 91741.4614 | 83025.4815 | 79753.6293 | 75622.4302 | 70571.8631 | 69101.6232 | 65056.5217 | 69682.1234 | 56332.9894 | 52736.536 | 55694.9907 | 49462.3711 | 50547.7511 | 55767.1616 | 43518.7023 | 37370.6111
Region | Technology | 2021-22 | 2022-23 | 2023-24 | 2024-25 | 2025-26 | 2026-27 | 2027-28 | 2028-29 | 2029-30 | 2030-31 | 2031-32 | 2032-33 | 2033-34 | 2034-35 | 2035-36 | 2036-37 | 2037-38 | 2038-39 | 2039-40 | 2040-41 | 2041-42 | 2042-43 | 2043-44 | 2044-45 | 2045-46
SA1 | Black Coal | 0 | 0 | 0 | 0 | 0 | 0 | 0 | 0 | 0 | 0 | 0 | 0 | 0 | 0 | 0 | 0 | 0 | 0 | 0 | 0 | 0 | 0 | 0 | 0 | 0
SA1 | Brown Coal | 0 | 0 | 0 | 0 | 0 | 0 | 0 | 0 | 0 | 0 | 0 | 0 | 0 | 0 | 0 | 0 | 0 | 0 | 0 | 0 | 0 | 0 | 0 | 0 | 0
SA1 | CCGT | 80732.86 | 72082.6709 | 37428.4563 | 25737.2481 | 25607.975 | 25439.0209 | 24497.933 | 24121.5571 | 31346.345 | 26039.9627 | 22306.5664 | 20854.8551 | 19725.911 | 28682.1496 | 25972.4584 | 16191.7756 | 0.13577 | 0.12954 | 0.12509 | 0.1157 | 0.1223 | 0.11851 | 0.13736 | 0.1241 | 0.11682
SA1 | Gas - Steam | 66390.9692 | 65186.116 | 65342.628 | 6983.4095 | 6880.806 | 6838.632 | 6609.0585 | 6529.895 | 6220.158 | 6149.306 | 5991.9305 | 5557.438 | 5300.1925 | 4900.341 | 0 | 0 | 0 | 0 | 0 | 0 | 0 | 0 | 0 | 0 | 0
SA1 | OCGT / Diesel | 3236.7266 | 2171.7565 | 6434.282 | 565.6348 | 2269.227 | 3386.5011 | 3147.4744 | 4416.5515 | 4746.6984 | 3416.2228 | 548.9768 | 634.6511 | 202.9346 | 2785.4299 | 5093.5951 | 3880.0317 | 13012.1628 | 11734.7573 | 13804.3717 | 17567.1265 | 14187.359 | 18620.9883 | 24595.2 | 12202.9385 | 9370.3414
SA1 | Hydro | 0 | 0 | 0 | 0 | 0 | 0 | 0 | 0 | 0 | 0 | 0 | 0 | 0 | 0 | 0 | 0 | 0 | 0 | 0 | 0 | 0 | 0 | 0 | 0 | 0
SA1 | Wind | 0 | 0 | 0 | 0 | 0 | 0 | 0 | 0 | 0 | 0 | 0 | 0 | 0 | 0 | 0 | 0 | 0 | 0 | 0 | 0 | 0 | 0 | 0 | 0 | 0
SA1 | Solar PV | 0 | 0 | 0 | 0 | 0 | 0 | 0 | 0 | 0 | 0 | 0 | 0 | 0 | 0 | 0 | 0 | 0 | 0 | 0 | 0 | 0 | 0 | 0 | 0 | 0
SA1 | LS Battery | 0 | 0 | 0 | 0 | 0 | 0 | 0 | 0 | 0 | 0 | 0 | 0 | 0 | 0 | 0 | 0 | 0 | 0 | 0 | 0 | 0 | 0 | 0 | 0 | 0
SA1 | Pumped Hydro | 0 | 0 | 0 | 0 | 0 | 0 | 0 | 0 | 0 | 0 | 0 | 0 | 0 | 0 | 0 | 0 | 0 | 0 | 0 | 0 | 0 | 0 | 0 | 0 | 0
SA1 | VPP | 0 | 0 | 0 | 0 | 0 | 0 | 0 | 0 | 0 | 0 | 0 | 0 | 0 | 0 | 0 | 0 | 0 | 0 | 0 | 0 | 0 | 0 | 0 | 0 | 0
Total excluding storage |  | 150360.5558 | 139440.5434 | 109205.3663 | 33286.2924 | 34758.008 | 35664.154 | 34254.466 | 35068.0035 | 42313.2014 | 35605.4915 | 28847.4737 | 27046.9442 | 25229.0381 | 36367.9205 | 31066.0535 | 20071.8073 | 13012.2986 | 11734.8869 | 13804.4967 | 17567.2422 | 14187.4813 | 18621.1068 | 24595.3373 | 12203.0626 | 9370.4583
Region | Technology | 2021-22 | 2022-23 | 2023-24 | 2024-25 | 2025-26 | 2026-27 | 2027-28 | 2028-29 | 2029-30 | 2030-31 | 2031-32 | 2032-33 | 2033-34 | 2034-35 | 2035-36 | 2036-37 | 2037-38 | 2038-39 | 2039-40 | 2040-41 | 2041-42 | 2042-43 | 2043-44 | 2044-45 | 2045-46
TAS1 | Black Coal | 0 | 0 | 0 | 0 | 0 | 0 | 0 | 0 | 0 | 0 | 0 | 0 | 0 | 0 | 0 | 0 | 0 | 0 | 0 | 0 | 0 | 0 | 0 | 0 | 0
TAS1 | Brown Coal | 0 | 0 | 0 | 0 | 0 | 0 | 0 | 0 | 0 | 0 | 0 | 0 | 0 | 0 | 0 | 0 | 0 | 0 | 0 | 0 | 0 | 0 | 0 | 0 | 0
TAS1 | CCGT | 0 | 0.058377 | 0.0727 | 0.077021 | 0.073966 | 0.074732 | 0.075841 | 0.074093 | 0.075754 | 0.079243 | 0.075275 | 0.088733 | 0.08308 | 0.0781 | 0.08079 | 0.075644 | 0.081657 | 0.084984 | 0.091355 | 0.080172 | 0.089141 | 0.084638 | 0.077593 | 0.073109 | 0.069664
TAS1 | Gas - Steam | 0 | 0 | 0 | 0 | 0 | 0 | 0 | 0 | 0 | 0 | 0 | 0 | 0 | 0 | 0 | 0 | 0 | 0 | 0 | 0 | 0 | 0 | 0 | 0 | 0
TAS1 | OCGT / Diesel | 0.087575 | 0.073748 | 50.8283 | 0.092412 | 16.4096 | 37.9945 | 0.086389 | 0.084468 | 3.8827 | 0.089894 | 0.08181 | 0.096756 | 0.090237 | 56.7375 | 142.4352 | 0.085615 | 189.36 | 0.091837 | 101.3608 | 16.3425 | 79.4808 | 14.3596 | 44.1661 | 201.5999 | 144.3914
TAS1 | Hydro | 0 | 0 | 0 | 0 | 0 | 0 | 0 | 0 | 0 | 0 | 0 | 0 | 0 | 0 | 0 | 0 | 0 | 0 | 0 | 0 | 0 | 0 | 0 | 0 | 0
TAS1 | Wind | 0 | 0 | 0 | 0 | 0 | 0 | 0 | 0 | 0 | 0 | 0 | 0 | 0 | 0 | 0 | 0 | 0 | 0 | 0 | 0 | 0 | 0 | 0 | 0 | 0
TAS1 | Solar PV | 0 | 0 | 0 | 0 | 0 | 0 | 0 | 0 | 0 | 0 | 0 | 0 | 0 | 0 | 0 | 0 | 0 | 0 | 0 | 0 | 0 | 0 | 0 | 0 | 0
TAS1 | LS Battery | 0 | 0 | 0 | 0 | 0 | 0 | 0 | 0 | 0 | 0 | 0 | 0 | 0 | 0 | 0 | 0 | 0 | 0 | 0 | 0 | 0 | 0 | 0 | 0 | 0
TAS1 | Pumped Hydro | 0 | 0 | 0 | 0 | 0 | 0 | 0 | 0 | 0 | 0 | 0 | 0 | 0 | 0 | 0 | 0 | 0 | 0 | 0 | 0 | 0 | 0 | 0 | 0 | 0
TAS1 | VPP | 0 | 0 | 0 | 0 | 0 | 0 | 0 | 0 | 0 | 0 | 0 | 0 | 0 | 0 | 0 | 0 | 0 | 0 | 0 | 0 | 0 | 0 | 0 | 0 | 0
Total excluding storage |  | 0.087575 | 0.13213 | 50.901 | 0.16943 | 16.4836 | 38.0692 | 0.16223 | 0.15856 | 3.9585 | 0.16914 | 0.15709 | 0.18549 | 0.17332 | 56.8156 | 142.516 | 0.16126 | 189.4417 | 0.17682 | 101.4522 | 16.4227 | 79.57 | 14.4443 | 44.2436 | 201.673 | 144.4611

## Option3C_Build Cost
New generation build cost (CAPEX) by technology ($000s) - HumeLink Option 3C, Fast Change Scenario
CAPEX (Install) | Real June 2019 dollars discounted to June 2021. The total capital costs are annualised for modelling purposes.
Explicitly modelled generation
Region | Technology | 2021-22 | 2022-23 | 2023-24 | 2024-25 | 2025-26 | 2026-27 | 2027-28 | 2028-29 | 2029-30 | 2030-31 | 2031-32 | 2032-33 | 2033-34 | 2034-35 | 2035-36 | 2036-37 | 2037-38 | 2038-39 | 2039-40 | 2040-41 | 2041-42 | 2042-43 | 2043-44 | 2044-45 | 2045-46
NEM | Black Coal | 0 | 0 | 0 | 0 | 0 | 0 | 0 | 0 | 0 | 0 | 0 | 0 | 0 | 0 | 0 | 0 | 0 | 0 | 0 | 0 | 0 | 0 | 0 | 0 | 0
NEM | Brown Coal | 0 | 0 | 0 | 0 | 0 | 0 | 0 | 0 | 0 | 0 | 0 | 0 | 0 | 0 | 0 | 0 | 0 | 0 | 0 | 0 | 0 | 0 | 0 | 0 | 0
NEM | CCGT | 0 | 1.5959 | 0.34165 | 0.18401 | 0.033177 | 0.051617 | 0.027825 | 0.13483 | 0.036581 | 0.043516 | 0.0009541 | 0.12598 | 0.08615 | 0.059958 | 0.086706 | 0.11517 | 0.4121 | 0.029917 | 0.059574 | 0.00053959 | 0.048643 | 0.058962 | 0.022429 | 0.0018662 | 0.002964
NEM | Gas - Steam | 0 | 0 | 0 | 0 | 0 | 0 | 0 | 0 | 0 | 0 | 0 | 0 | 0 | 0 | 0 | 0 | 0 | 0 | 0 | 0 | 0 | 0 | 0 | 0 | 0
NEM | OCGT / Diesel | 2.2231 | 0.24426 | 0.71506 | 0.24229 | 0.15769 | 0.34783 | 0.022597 | 0.090066 | 0.021729 | 0.15627 | 0.020217 | 0.048312 | 0.042741 | 0.079172 | 0.087785 | 187217.5195 | 94772.9727 | 0.014612 | 0.10744 | 0.0028379 | 0.068636 | 0.0053929 | 6071.1028 | 38173.0807 | 0.032377
NEM | Hydro | 0 | 0 | 0 | 0 | 0 | 0 | 0 | 0 | 0 | 0 | 0 | 0 | 0 | 0 | 0 | 0 | 0 | 0 | 0 | 0 | 0 | 0 | 0 | 0 | 0
NEM | Wind | 0 | 51.1654 | 1033073.2936 | 1268510.9272 | 529407.9885 | 321475.7991 | 327404.2513 | 1928939.4481 | 2074258.4563 | 115457.9642 | 406535.045 | 1076575.315 | 290742.4585 | 758570.2816 | 1569861.9962 | 1112412.7698 | 1781669.071 | 299449.7627 | 98134.3149 | 29361.4289 | 335484.4819 | 398851.5535 | 25176.0726 | 21956.4415 | 63190.8833
NEM | Solar PV | 5.1667 | 1190267.9538 | 268194.3988 | 0.34053 | 796398.4999 | 671438.3987 | 402607.1629 | 2.188 | 2171552.2388 | 1.8136 | 9.7918 | 48618.1866 | 108612.5092 | 0.38021 | 164428.7611 | 132618.803 | 286161.4259 | 145333.8432 | 0.04004 | 83325.543 | 104009.5499 | 323596.5132 | 16378.4441 | 0.0066432 | 0.066672
NEM | LS Battery | 11.2287 | 0.35036 | 0.15304 | 0 | 1.9038 | 6.2147 | 1.3835 | 288941.6225 | 0.0019195 | 156770.4855 | 86060.5345 | 96168.9522 | 129638.5793 | 43606.3238 | 446541.8744 | 21804.4665 | 36542.0081 | 0.00023034 | 0.011158 | 0.0060404 | 196560.7688 | 80847.307 | 1207.4655 | 11095.6892 | 0.0088487
NEM | Pumped Hydro | 0 | 0 | 0 | 18.8866 | 1.9597 | 4.1204 | 0.15831 | 3.0962 | 3002740.2118 | 0.67647 | 0.35158 | 0.8863 | 0.057945 | 0.58623 | 0.58944 | 146468.2534 | 313318.0544 | 0.3239 | 3.5991 | 0.020651 | 52549.3841 | 202339.8441 | 44528.8378 | 68596.214 | 0.0020193
NEM | VPP | 0 | 0 | 0 | 0 | 0 | 0 | 0 | 0 | 0 | 0 | 0 | 0 | 0 | 0 | 0 | 0 | 0 | 0 | 0 | 0 | 0 | 0 | 0 | 0 | 0
Total excluding storage |  | 7.3899 | 1190320.9593 | 1301268.7491 | 1268511.694 | 1325806.6792 | 992914.5972 | 730011.4646 | 1928941.861 | 4245810.7535 | 115459.9776 | 406544.858 | 1125193.676 | 399355.0965 | 758570.8009 | 1734290.9318 | 1432249.2075 | 2162603.8817 | 444783.6504 | 98134.522 | 112686.9753 | 439494.149 | 722448.1311 | 47625.642 | 60129.5307 | 63190.9854
Region | Technology | 2021-22 | 2022-23 | 2023-24 | 2024-25 | 2025-26 | 2026-27 | 2027-28 | 2028-29 | 2029-30 | 2030-31 | 2031-32 | 2032-33 | 2033-34 | 2034-35 | 2035-36 | 2036-37 | 2037-38 | 2038-39 | 2039-40 | 2040-41 | 2041-42 | 2042-43 | 2043-44 | 2044-45 | 2045-46
NSW1 | Black Coal | 0 | 0 | 0 | 0 | 0 | 0 | 0 | 0 | 0 | 0 | 0 | 0 | 0 | 0 | 0 | 0 | 0 | 0 | 0 | 0 | 0 | 0 | 0 | 0 | 0
NSW1 | Brown Coal | 0 | 0 | 0 | 0 | 0 | 0 | 0 | 0 | 0 | 0 | 0 | 0 | 0 | 0 | 0 | 0 | 0 | 0 | 0 | 0 | 0 | 0 | 0 | 0 | 0
NSW1 | CCGT | 0 | 0.33449 | 0.16893 | 0.000755 | 0 | 0 | 0 | 0.00030981 | 0.00061548 | 0 | 0.00018306 | 0.031718 | 0.02222 | 0.0047519 | 0.034762 | 0.067301 | 0.15437 | 0.00029446 | 6.5039e-05 | 0.00016971 | 0.00051473 | 0.03921 | 0.0012083 | 4.7435e-05 | 1.5429e-05
NSW1 | Gas - Steam | 0 | 0 | 0 | 0 | 0 | 0 | 0 | 0 | 0 | 0 | 0 | 0 | 0 | 0 | 0 | 0 | 0 | 0 | 0 | 0 | 0 | 0 | 0 | 0 | 0
NSW1 | OCGT / Diesel | 0.73117 | 0.030087 | 0.6107 | 0.0048817 | 0.033206 | 0.066449 | 0.0017404 | 0.028974 | 0.0019165 | 0.0023863 | 0.0047656 | 0.013608 | 0.014542 | 0.023541 | 0.014317 | 187216.5099 | 94772.4445 | 0.00096284 | 0.0010948 | 0.00089715 | 0.026703 | 0.0038798 | 0.11896 | 10345.0243 | 0.0015176
NSW1 | Hydro | 0 | 0 | 0 | 0 | 0 | 0 | 0 | 0 | 0 | 0 | 0 | 0 | 0 | 0 | 0 | 0 | 0 | 0 | 0 | 0 | 0 | 0 | 0 | 0 | 0
NSW1 | Wind | 0 | 20.3739 | 1033065.2613 | 1266870.4988 | 1.1497 | 35482.6689 | 327404.0796 | 828759.9368 | 1848578.4667 | 0.010311 | 0.0072749 | 0.11441 | 0.023239 | 0.17184 | 657606.6254 | 0.11612 | 578857.5235 | 33414.8672 | 0.45863 | 0.068963 | 172469.1095 | 0.47454 | 0.0040696 | 0.0084714 | 0.020648
NSW1 | Solar PV | 1.1517 | 1190265.9761 | 268194.3768 | 0.25575 | 796395.6647 | 671436.6742 | 402606.4107 | 0.059953 | 2171552.0959 | 0.026904 | 0.017471 | 0.1083 | 0.014138 | 0.0045944 | 0.22048 | 0.09082 | 238847.4764 | 0.028652 | 0.0029233 | 76251.2295 | 0.061041 | 144703.725 | 0.025143 | 0.00072901 | 0.027989
NSW1 | LS Battery | 6.2255 | 0.33879 | 0.15304 | 0 | 1.8025 | 1.9715 | 0.57654 | 2.2837 | 0.00056354 | 16.0965 | 0.047781 | 17.9093 | 39853.5768 | 0.00073352 | 446541.874 | 21804.4664 | 0.00047901 | 0.00011536 | 0.00039313 | 0.0031203 | 179714.3387 | 77631.6462 | 0.53077 | 1.8223 | 0.0034281
NSW1 | Pumped Hydro | 0 | 0 | 0 | 10.7482 | 1.203 | 1.0632 | 0.033035 | 1.1208 | 3002740.0212 | 0.0040714 | 0.0070987 | 0.011426 | 0.0064804 | 0.0058925 | 0.018078 | 146458.6684 | 30378.4047 | 0.0032787 | 0.0031653 | 0.0024572 | 0.15101 | 0.0061551 | 0.00073849 | 0.0020925 | 0.00029483
NSW1 | VPP | 0 | 0 | 0 | 0 | 0 | 0 | 0 | 0 | 0 | 0 | 0 | 0 | 0 | 0 | 0 | 0 | 0 | 0 | 0 | 0 | 0 | 0 | 0 | 0 | 0
Total excluding storage |  | 1.8829 | 1190286.7146 | 1301260.4177 | 1266870.7602 | 796396.8476 | 706919.4095 | 730010.492 | 828760.026 | 4020130.5652 | 0.039601 | 0.029694 | 0.26803 | 0.074139 | 0.20473 | 657606.895 | 187216.7842 | 912477.5988 | 33414.8971 | 0.46272 | 76251.2996 | 172469.1978 | 144704.2426 | 0.14938 | 10345.0335 | 0.05017
Region | Technology | 2021-22 | 2022-23 | 2023-24 | 2024-25 | 2025-26 | 2026-27 | 2027-28 | 2028-29 | 2029-30 | 2030-31 | 2031-32 | 2032-33 | 2033-34 | 2034-35 | 2035-36 | 2036-37 | 2037-38 | 2038-39 | 2039-40 | 2040-41 | 2041-42 | 2042-43 | 2043-44 | 2044-45 | 2045-46
QLD1 | Black Coal | 0 | 0 | 0 | 0 | 0 | 0 | 0 | 0 | 0 | 0 | 0 | 0 | 0 | 0 | 0 | 0 | 0 | 0 | 0 | 0 | 0 | 0 | 0 | 0 | 0
QLD1 | Brown Coal | 0 | 0 | 0 | 0 | 0 | 0 | 0 | 0 | 0 | 0 | 0 | 0 | 0 | 0 | 0 | 0 | 0 | 0 | 0 | 0 | 0 | 0 | 0 | 0 | 0
QLD1 | CCGT | 0 | 0.31485 | 0.014822 | 0.063272 | 0.024835 | 0.022287 | 0.00031214 | 0.049186 | 0.0002266 | 0.00014401 | 0.00042175 | 0.0028116 | 0.018385 | 0.033293 | 0.00054665 | 0.046193 | 0.097306 | 0 | 5.294e-05 | 0.00015751 | 0.00052983 | 0.018924 | 8.7774e-05 | 0.0016908 | 4.8043e-05
QLD1 | Gas - Steam | 0 | 0 | 0 | 0 | 0 | 0 | 0 | 0 | 0 | 0 | 0 | 0 | 0 | 0 | 0 | 0 | 0 | 0 | 0 | 0 | 0 | 0 | 0 | 0 | 0
QLD1 | OCGT / Diesel | 0.36537 | 0.016097 | 0.019849 | 0.20884 | 0.098434 | 0.15057 | 0.00081996 | 0.0079289 | 0.00078439 | 0.0006392 | 0.00077721 | 0.00081566 | 0.00064374 | 0.015192 | 0.00087299 | 0.96994 | 0.14191 | 0.00025309 | 0.00023938 | 0.00017891 | 0.00026247 | 0.00032498 | 0.00020277 | 0.00026441 | 0.00010626
QLD1 | Hydro | 0 | 0 | 0 | 0 | 0 | 0 | 0 | 0 | 0 | 0 | 0 | 0 | 0 | 0 | 0 | 0 | 0 | 0 | 0 | 0 | 0 | 0 | 0 | 0 | 0
QLD1 | Wind | 0 | 11.5157 | 0.55834 | 1.318 | 529406.3754 | 252414.9904 | 0.02713 | 1065098.6027 | 0.025385 | 0.044541 | 406534.974 | 318064.7417 | 0.037158 | 758566.0546 | 230247.8283 | 1040283.9011 | 817810.6844 | 0.01102 | 0.0042808 | 0.005929 | 23120.6716 | 138098.223 | 25175.8591 | 13845.4892 | 37633.0432
QLD1 | Solar PV | 1.7091 | 0.82441 | 0.0019522 | 0 | 1.2838 | 0.83628 | 0.18202 | 1.0499 | 0.013635 | 0.24499 | 8.3298 | 48611.5361 | 108612.1411 | 0.0084637 | 96214.5426 | 0.011202 | 0.014154 | 0.0046192 | 0.0013798 | 0.98147 | 32144.7301 | 178892.7653 | 0.037101 | 0.0035917 | 0.0016902
QLD1 | LS Battery | 1.232 | 0.00095977 | 0 | 0 | 0.099874 | 1.699 | 0.025011 | 288937.5433 | 0.00054206 | 0.16019 | 86059.8449 | 0.054589 | 89785.0019 | 43606.3227 | 7.9828e-05 | 7.1522e-05 | 5.6853e-05 | 0 | 4.7208e-05 | 0.0001929 | 0.022727 | 3215.6544 | 0.0011275 | 3106.082 | 0.0015773
QLD1 | Pumped Hydro | 0 | 0 | 0 | 2.2779 | 0.4269 | 0.94064 | 0.0060777 | 0.67647 | 0.0060287 | 0.0022837 | 0.0050971 | 0.012199 | 0.009517 | 0.50852 | 0.031862 | 9.4416 | 282934.5747 | 0.0049625 | 0.0049024 | 0.0039443 | 7379.2511 | 202339.8059 | 0.00053685 | 16158.2841 | 0.00013158
QLD1 | VPP | 0 | 0 | 0 | 0 | 0 | 0 | 0 | 0 | 0 | 0 | 0 | 0 | 0 | 0 | 0 | 0 | 0 | 0 | 0 | 0 | 0 | 0 | 0 | 0 | 0
Total excluding storage |  | 2.0744 | 12.6711 | 0.59496 | 1.5901 | 529407.7825 | 252415.9995 | 0.21028 | 1065099.7098 | 0.040031 | 0.29032 | 406543.305 | 366676.2815 | 108612.1972 | 758566.1115 | 326462.3722 | 1040284.9284 | 817810.9378 | 0.015893 | 0.005953 | 0.98773 | 55265.4024 | 316991.0076 | 25175.8965 | 13845.4948 | 37633.0451
Region | Technology | 2021-22 | 2022-23 | 2023-24 | 2024-25 | 2025-26 | 2026-27 | 2027-28 | 2028-29 | 2029-30 | 2030-31 | 2031-32 | 2032-33 | 2033-34 | 2034-35 | 2035-36 | 2036-37 | 2037-38 | 2038-39 | 2039-40 | 2040-41 | 2041-42 | 2042-43 | 2043-44 | 2044-45 | 2045-46
VIC1 | Black Coal | 0 | 0 | 0 | 0 | 0 | 0 | 0 | 0 | 0 | 0 | 0 | 0 | 0 | 0 | 0 | 0 | 0 | 0 | 0 | 0 | 0 | 0 | 0 | 0 | 0
VIC1 | Brown Coal | 0 | 0 | 0 | 0 | 0 | 0 | 0 | 0 | 0 | 0 | 0 | 0 | 0 | 0 | 0 | 0 | 0 | 0 | 0 | 0 | 0 | 0 | 0 | 0 | 0
VIC1 | CCGT | 0 | 0.36458 | 0.00081378 | 0.076965 | 0.00027426 | 0.010138 | 0.012689 | 0.030546 | 0.021869 | 0.030064 | 0 | 0.0091586 | 0.034575 | 0.00079157 | 0.010432 | 0.00032408 | 0.043018 | 0.014918 | 0.04401 | 9.0566e-05 | 0.019382 | 0.00040036 | 0.0011594 | 3.3565e-05 | 0.0028295
VIC1 | Gas - Steam | 0 | 0 | 0 | 0 | 0 | 0 | 0 | 0 | 0 | 0 | 0 | 0 | 0 | 0 | 0 | 0 | 0 | 0 | 0 | 0 | 0 | 0 | 0 | 0 | 0
VIC1 | OCGT / Diesel | 0.36651 | 0.17874 | 0.00087652 | 0.0027351 | 0.0010796 | 0.030895 | 0.0012062 | 0.0011561 | 0.0012103 | 0.13528 | 0.00070537 | 0.00081429 | 0.0006353 | 0.0007618 | 0.00068686 | 0.00076042 | 0.012446 | 0.0035078 | 0.075354 | 0.00062541 | 0.0070886 | 0.00037684 | 0.0023061 | 0.0074793 | 0.030521
VIC1 | Hydro | 0 | 0 | 0 | 0 | 0 | 0 | 0 | 0 | 0 | 0 | 0 | 0 | 0 | 0 | 0 | 0 | 0 | 0 | 0 | 0 | 0 | 0 | 0 | 0 | 0
VIC1 | Wind | 0 | 6.1141 | 0.40119 | 1.7037 | 0.25098 | 1.2145 | 0.04378 | 4.1264 | 1.2234 | 1.0248 | 0.016353 | 44.4615 | 290742.2656 | 2.9468 | 373483.84 | 0.32372 | 184921.246 | 71261.5123 | 59337.8972 | 29361.3059 | 124915.3914 | 260752.834 | 0.039794 | 0.0069994 | 18754.6348
VIC1 | Solar PV | 0.52102 | 0.2715 | 0.00046774 | 0.083377 | 0.41824 | 0.31287 | 0.086175 | 0.16556 | 0.044152 | 1.1992 | 0.10468 | 2.342 | 0.14752 | 0.0034857 | 68207.9888 | 112684.4802 | 47313.9043 | 145333.7394 | 0.030973 | 0.013174 | 26326.1456 | 0.0089346 | 3028.0369 | 0.00043797 | 0.033538
VIC1 | LS Battery | 1.3723 | 0.0019656 | 0 | 0 | 0.00026117 | 1.4371 | 0.25567 | 0.44832 | 0.00026942 | 132799.0173 | 0.0023873 | 0.00045421 | 6.8939e-05 | 0 | 0 | 0 | 0 | 0 | 3.8401e-05 | 0.00014753 | 0.0031148 | 0.001745 | 0.0011039 | 0.002779 | 0.0010966
VIC1 | Pumped Hydro | 0 | 0 | 0 | 2.447 | 0.022096 | 1.5945 | 0.015293 | 0.65521 | 0.021404 | 0.47224 | 0.0011459 | 0.008373 | 0.0064093 | 0.007754 | 0.014801 | 0.013116 | 2.8158 | 0.0093222 | 2.0708 | 0.0047158 | 45168.8056 | 0.020599 | 44528.7904 | 52437.8513 | 0.00046837
VIC1 | VPP | 0 | 0 | 0 | 0 | 0 | 0 | 0 | 0 | 0 | 0 | 0 | 0 | 0 | 0 | 0 | 0 | 0 | 0 | 0 | 0 | 0 | 0 | 0 | 0 | 0
Total excluding storage |  | 0.88753 | 6.929 | 0.40334 | 1.8667 | 0.67057 | 1.5684 | 0.14385 | 4.3237 | 1.2906 | 2.3894 | 0.12174 | 46.8135 | 290742.4483 | 2.9518 | 441691.8399 | 112684.805 | 232235.2058 | 216595.2702 | 59338.0476 | 29361.3198 | 151241.5635 | 260752.8437 | 3028.0802 | 0.01495 | 18754.7017
Region | Technology | 2021-22 | 2022-23 | 2023-24 | 2024-25 | 2025-26 | 2026-27 | 2027-28 | 2028-29 | 2029-30 | 2030-31 | 2031-32 | 2032-33 | 2033-34 | 2034-35 | 2035-36 | 2036-37 | 2037-38 | 2038-39 | 2039-40 | 2040-41 | 2041-42 | 2042-43 | 2043-44 | 2044-45 | 2045-46
SA1 | Black Coal | 0 | 0 | 0 | 0 | 0 | 0 | 0 | 0 | 0 | 0 | 0 | 0 | 0 | 0 | 0 | 0 | 0 | 0 | 0 | 0 | 0 | 0 | 0 | 0 | 0
SA1 | Brown Coal | 0 | 0 | 0 | 0 | 0 | 0 | 0 | 0 | 0 | 0 | 0 | 0 | 0 | 0 | 0 | 0 | 0 | 0 | 0 | 0 | 0 | 0 | 0 | 0 | 0
SA1 | CCGT | 0 | 0.28022 | 0.080925 | 0.0048685 | 0.0078486 | 0.016267 | 0.00095237 | 0.052381 | 0.00036271 | 0.00034519 | 0.00015528 | 0.03551 | 0.0093708 | 0.019204 | 0.023561 | 0.00064737 | 0.09759 | 0.00018477 | 0.00053238 | 8.4474e-05 | 0.014489 | 0.00033993 | 0.019934 | 2.6037e-05 | 1.3774e-05
SA1 | Gas - Steam | 0 | 0 | 0 | 0 | 0 | 0 | 0 | 0 | 0 | 0 | 0 | 0 | 0 | 0 | 0 | 0 | 0 | 0 | 0 | 0 | 0 | 0 | 0 | 0 | 0
SA1 | OCGT / Diesel | 0.38268 | 0.010186 | 0.058605 | 0.0021734 | 0.011591 | 0.08191 | 0.0010854 | 0.036159 | 0.0010562 | 0.0011117 | 0.0015426 | 0.013475 | 0.01386 | 0.026509 | 0.057431 | 0.02868 | 0.35976 | 0.00043261 | 0.00065777 | 0.00058352 | 0.00085871 | 0.00044689 | 6070.9808 | 27828.0455 | 5.9494e-05
SA1 | Hydro | 0 | 0 | 0 | 0 | 0 | 0 | 0 | 0 | 0 | 0 | 0 | 0 | 0 | 0 | 0 | 0 | 0 | 0 | 0 | 0 | 0 | 0 | 0 | 0 | 0
SA1 | Wind | 0 | 9.1936 | 2.3724 | 1.8267 | 0.20621 | 1.875 | 0.066517 | 16.8296 | 1.0381 | 0.18126 | 0.020303 | 324955.6822 | 0.1202 | 0.65848 | 308522.852 | 72128.1828 | 200072.0282 | 194772.4171 | 28262.4147 | 0.046042 | 0.55262 | 0.019154 | 0.16831 | 8110.9354 | 6803.1835
SA1 | Solar PV | 1.5691 | 0.78106 | 0.0058173 | 0.0012717 | 1.0028 | 0.36814 | 0.42705 | 0.90946 | 0.019631 | 0.26296 | 1.3354 | 4.1594 | 0.1956 | 0.36309 | 5.915 | 19934.2178 | 0.011921 | 0.02784 | 0.0037322 | 7073.3186 | 45538.5763 | 0.011902 | 13350.3448 | 0.0007214 | 0.0024754
SA1 | LS Battery | 1.2833 | 0.0041292 | 0 | 0 | 0.00090894 | 0.81632 | 0.26508 | 1.1985 | 0.00040767 | 23953.475 | 0.0045428 | 96150.9856 | 0.00039848 | 0.00030537 | 0.00028468 | 6.9615e-05 | 36542.0076 | 2.9372e-05 | 7.2907e-05 | 0.0006263 | 16846.0775 | 0.0034232 | 1206.9309 | 7987.7811 | 0.0020675
SA1 | Pumped Hydro | 0 | 0 | 0 | 1.9459 | 0.17981 | 0.44231 | 0.022565 | 0.52991 | 0.011245 | 0.0023262 | 0.0051489 | 0.20951 | 0.028354 | 0.05512 | 0.40637 | 0.090672 | 1.9025 | 0.0068528 | 0.0062322 | 0.0064215 | 0.58494 | 0.0094265 | 0.044768 | 0.075657 | 0.00064027
SA1 | VPP | 0 | 0 | 0 | 0 | 0 | 0 | 0 | 0 | 0 | 0 | 0 | 0 | 0 | 0 | 0 | 0 | 0 | 0 | 0 | 0 | 0 | 0 | 0 | 0 | 0
Total excluding storage |  | 1.9518 | 10.2651 | 2.5178 | 1.835 | 1.2285 | 2.3414 | 0.49561 | 17.8276 | 1.0591 | 0.44567 | 1.3574 | 324959.8905 | 0.33903 | 1.0673 | 308528.8481 | 92062.4299 | 200072.4975 | 194772.4455 | 28262.4196 | 7073.3653 | 45539.1443 | 0.031842 | 19421.5138 | 35938.9816 | 6803.186
Region | Technology | 2021-22 | 2022-23 | 2023-24 | 2024-25 | 2025-26 | 2026-27 | 2027-28 | 2028-29 | 2029-30 | 2030-31 | 2031-32 | 2032-33 | 2033-34 | 2034-35 | 2035-36 | 2036-37 | 2037-38 | 2038-39 | 2039-40 | 2040-41 | 2041-42 | 2042-43 | 2043-44 | 2044-45 | 2045-46
TAS1 | Black Coal | 0 | 0 | 0 | 0 | 0 | 0 | 0 | 0 | 0 | 0 | 0 | 0 | 0 | 0 | 0 | 0 | 0 | 0 | 0 | 0 | 0 | 0 | 0 | 0 | 0
TAS1 | Brown Coal | 0 | 0 | 0 | 0 | 0 | 0 | 0 | 0 | 0 | 0 | 0 | 0 | 0 | 0 | 0 | 0 | 0 | 0 | 0 | 0 | 0 | 0 | 0 | 0 | 0
TAS1 | CCGT | 0 | 0.30174 | 0.076161 | 0.038146 | 0.00021939 | 0.0029242 | 0.013872 | 0.0024052 | 0.013507 | 0.012963 | 0.00019401 | 0.046779 | 0.0015995 | 0.0019182 | 0.017404 | 0.00070224 | 0.019822 | 0.01452 | 0.014914 | 3.7318e-05 | 0.013727 | 8.7774e-05 | 3.9323e-05 | 6.8297e-05 | 5.7317e-05
TAS1 | Gas - Steam | 0 | 0 | 0 | 0 | 0 | 0 | 0 | 0 | 0 | 0 | 0 | 0 | 0 | 0 | 0 | 0 | 0 | 0 | 0 | 0 | 0 | 0 | 0 | 0 | 0
TAS1 | OCGT / Diesel | 0.37741 | 0.0091517 | 0.025034 | 0.023652 | 0.013377 | 0.018005 | 0.017745 | 0.015847 | 0.016762 | 0.016847 | 0.012426 | 0.019599 | 0.013059 | 0.013168 | 0.014477 | 0.01019 | 0.014037 | 0.0094561 | 0.030097 | 0.0005529 | 0.033724 | 0.0003644 | 0.0005655 | 0.0031972 | 0.00017184
TAS1 | Hydro | 0 | 0 | 0 | 0 | 0 | 0 | 0 | 0 | 0 | 0 | 0 | 0 | 0 | 0 | 0 | 0 | 0 | 0 | 0 | 0 | 0 | 0 | 0 | 0 | 0
TAS1 | Wind | 0 | 3.968 | 4.7004 | 1635.58 | 0.0062243 | 33575.0502 | 0.034316 | 35059.9526 | 225677.7027 | 115456.7032 | 0.027117 | 433510.3152 | 0.01231 | 0.44994 | 0.85038 | 0.24608 | 7.5889 | 0.95504 | 10533.5401 | 0.0020529 | 14978.7567 | 0.002844 | 0.0013698 | 0.0014012 | 0.001196
TAS1 | Solar PV | 0.21584 | 0.10064 | 0.01378 | 0.0001335 | 0.13028 | 0.20728 | 0.056982 | 0.0031251 | 0.065476 | 0.07957 | 0.0043944 | 0.040782 | 0.010863 | 0.00057646 | 0.094273 | 0.0029403 | 0.019088 | 0.042689 | 0.0010322 | 0.00023154 | 0.036815 | 0.0020304 | 0.00017613 | 0.0011631 | 0.00098001
TAS1 | LS Battery | 1.1156 | 0.0045103 | 0 | 0 | 0.00027997 | 0.29079 | 0.26123 | 0.14868 | 0.00013686 | 1.7365 | 0.63497 | 0.0023244 | 0.00017123 | 6.5197e-05 | 4.1231e-05 | 0 | 4.3579e-05 | 8.561e-05 | 0.010606 | 0.0019534 | 0.32671 | 0.0012522 | 0.0015256 | 0.00097276 | 0.00067919
TAS1 | Pumped Hydro | 0 | 0 | 0 | 1.4677 | 0.12789 | 0.079742 | 0.08134 | 0.11386 | 0.15185 | 0.19555 | 0.33309 | 0.64479 | 0.0071842 | 0.0089458 | 0.11833 | 0.039641 | 0.3566 | 0.29948 | 1.514 | 0.0031124 | 0.59137 | 0.0019715 | 0.0014211 | 0.00089204 | 0.00048427
TAS1 | VPP | 0 | 0 | 0 | 0 | 0 | 0 | 0 | 0 | 0 | 0 | 0 | 0 | 0 | 0 | 0 | 0 | 0 | 0 | 0 | 0 | 0 | 0 | 0 | 0 | 0
Total excluding storage |  | 0.59325 | 4.3795 | 4.8154 | 1635.642 | 0.15011 | 33575.2784 | 0.12291 | 35059.974 | 225677.7985 | 115456.8126 | 0.044132 | 433510.4224 | 0.037832 | 0.4656 | 0.97653 | 0.25992 | 7.6418 | 1.0217 | 10533.5861 | 0.0028746 | 14978.841 | 0.0053266 | 0.0021507 | 0.0058299 | 0.0024051

## Option3C_REHAB Cost
Rehabilition cost by technology ($000s) - HumeLink Option 3C, Fast Change Scenario
REHAB | Real June 2019 dollars discounted to June 2021
Explicitly modelled generation
Region | Technology | 2021-22 | 2022-23 | 2023-24 | 2024-25 | 2025-26 | 2026-27 | 2027-28 | 2028-29 | 2029-30 | 2030-31 | 2031-32 | 2032-33 | 2033-34 | 2034-35 | 2035-36 | 2036-37 | 2037-38 | 2038-39 | 2039-40 | 2040-41 | 2041-42 | 2042-43 | 2043-44 | 2044-45 | 2045-46
NEM | Black Coal | 0 | 0 | 0 | 5369.9857 | 58084.764 | 25203.7016 | 33180.7409 | 0 | 0.0079317 | 1797.2 | 4429.4684 | 1.1948e-05 | 5.033e-06 | 3.3659e-06 | 1.7347e-06 | 0 | 0 | 0 | 0 | 0 | 0 | 0 | 2.2677e-06 | 0.00064105 | 1.2616e-06
NEM | Brown Coal | 0 | 0 | 0 | 37275.8915 | 8301.6816 | 0.0033863 | 10016.1163 | 4626.8627 | 0 | 0 | 0 | 0 | 0 | 0 | 0 | 0 | 0 | 4594.037 | 0 | 0 | 0 | 0 | 1.9463e-06 | 5.9017e-06 | 1799.8084
NEM | CCGT | 0 | 0 | 0 | 0 | 0 | 0 | 0 | 0 | 0 | 0 | 0 | 0 | 0 | 0 | 0 | 0 | 0 | 0 | 0 | 0 | 0 | 0 | 0 | 0 | 0
NEM | Gas - Steam | 0 | 0 | 0 | 0 | 0 | 0 | 0 | 0 | 0 | 0 | 0 | 0 | 0 | 0 | 0 | 0 | 0 | 0 | 0 | 0 | 0 | 0 | 0 | 0 | 0
NEM | OCGT / Diesel | 0 | 0 | 0 | 0 | 0 | 0 | 0 | 0 | 0 | 0 | 0 | 0 | 0 | 0 | 0 | 0 | 0 | 0 | 0 | 0 | 0 | 0 | 0 | 0 | 0
NEM | Hydro | 0 | 0 | 0 | 0 | 0 | 0 | 0 | 0 | 0 | 0 | 0 | 0 | 0 | 0 | 0 | 0 | 0 | 0 | 0 | 0 | 0 | 0 | 0 | 0 | 0
NEM | Wind | 0 | 0 | 0 | 0 | 0 | 0 | 0 | 0 | 0 | 0 | 0 | 0 | 0 | 0 | 0 | 0 | 0 | 0 | 0 | 0 | 0 | 0 | 0 | 0 | 0
NEM | Solar PV | 0 | 0 | 0 | 0 | 0 | 0 | 0 | 0 | 0 | 0 | 0 | 0 | 0 | 0 | 0 | 0 | 0 | 0 | 0 | 0 | 0 | 0 | 0 | 0 | 0
NEM | LS Battery | 0 | 0 | 0 | 0 | 0 | 0 | 0 | 0 | 0 | 0 | 0 | 0 | 0 | 0 | 0 | 0 | 0 | 0 | 0 | 0 | 0 | 0 | 0 | 0 | 0
NEM | Pumped Hydro | 0 | 0 | 0 | 0 | 0 | 0 | 0 | 0 | 0 | 0 | 0 | 0 | 0 | 0 | 0 | 0 | 0 | 0 | 0 | 0 | 0 | 0 | 0 | 0 | 0
NEM | VPP | 0 | 0 | 0 | 0 | 0 | 0 | 0 | 0 | 0 | 0 | 0 | 0 | 0 | 0 | 0 | 0 | 0 | 0 | 0 | 0 | 0 | 0 | 0 | 0 | 0
Total excluding storage |  | 0 | 0 | 0 | 42645.8772 | 66386.4456 | 25203.705 | 43196.8572 | 4626.8627 | 0.0079317 | 1797.2 | 4429.4684 | 1.1948e-05 | 5.033e-06 | 3.3659e-06 | 1.7347e-06 | 0 | 0 | 4594.037 | 0 | 0 | 0 | 0 | 4.2141e-06 | 0.00064695 | 1799.8084
Region | Technology | 2021-22 | 2022-23 | 2023-24 | 2024-25 | 2025-26 | 2026-27 | 2027-28 | 2028-29 | 2029-30 | 2030-31 | 2031-32 | 2032-33 | 2033-34 | 2034-35 | 2035-36 | 2036-37 | 2037-38 | 2038-39 | 2039-40 | 2040-41 | 2041-42 | 2042-43 | 2043-44 | 2044-45 | 2045-46
NSW1 | Black Coal | 0 | 0 | 0 | 0.0003011 | 0.14632 | 25203.6771 | 32602.2728 | 0 | 0.007536 | 1797.2 | 4429.4684 | 0 | 0 | 3.3659e-06 | 0 | 0 | 0 | 0 | 0 | 0 | 0 | 0 | 0 | 0 | 0
NSW1 | Brown Coal | 0 | 0 | 0 | 0 | 0 | 0 | 0 | 0 | 0 | 0 | 0 | 0 | 0 | 0 | 0 | 0 | 0 | 0 | 0 | 0 | 0 | 0 | 0 | 0 | 0
NSW1 | CCGT | 0 | 0 | 0 | 0 | 0 | 0 | 0 | 0 | 0 | 0 | 0 | 0 | 0 | 0 | 0 | 0 | 0 | 0 | 0 | 0 | 0 | 0 | 0 | 0 | 0
NSW1 | Gas - Steam | 0 | 0 | 0 | 0 | 0 | 0 | 0 | 0 | 0 | 0 | 0 | 0 | 0 | 0 | 0 | 0 | 0 | 0 | 0 | 0 | 0 | 0 | 0 | 0 | 0
NSW1 | OCGT / Diesel | 0 | 0 | 0 | 0 | 0 | 0 | 0 | 0 | 0 | 0 | 0 | 0 | 0 | 0 | 0 | 0 | 0 | 0 | 0 | 0 | 0 | 0 | 0 | 0 | 0
NSW1 | Hydro | 0 | 0 | 0 | 0 | 0 | 0 | 0 | 0 | 0 | 0 | 0 | 0 | 0 | 0 | 0 | 0 | 0 | 0 | 0 | 0 | 0 | 0 | 0 | 0 | 0
NSW1 | Wind | 0 | 0 | 0 | 0 | 0 | 0 | 0 | 0 | 0 | 0 | 0 | 0 | 0 | 0 | 0 | 0 | 0 | 0 | 0 | 0 | 0 | 0 | 0 | 0 | 0
NSW1 | Solar PV | 0 | 0 | 0 | 0 | 0 | 0 | 0 | 0 | 0 | 0 | 0 | 0 | 0 | 0 | 0 | 0 | 0 | 0 | 0 | 0 | 0 | 0 | 0 | 0 | 0
NSW1 | LS Battery | 0 | 0 | 0 | 0 | 0 | 0 | 0 | 0 | 0 | 0 | 0 | 0 | 0 | 0 | 0 | 0 | 0 | 0 | 0 | 0 | 0 | 0 | 0 | 0 | 0
NSW1 | Pumped Hydro | 0 | 0 | 0 | 0 | 0 | 0 | 0 | 0 | 0 | 0 | 0 | 0 | 0 | 0 | 0 | 0 | 0 | 0 | 0 | 0 | 0 | 0 | 0 | 0 | 0
NSW1 | VPP | 0 | 0 | 0 | 0 | 0 | 0 | 0 | 0 | 0 | 0 | 0 | 0 | 0 | 0 | 0 | 0 | 0 | 0 | 0 | 0 | 0 | 0 | 0 | 0 | 0
Total excluding storage |  | 0 | 0 | 0 | 0.0003011 | 0.14632 | 25203.6771 | 32602.2728 | 0 | 0.007536 | 1797.2 | 4429.4684 | 0 | 0 | 3.3659e-06 | 0 | 0 | 0 | 0 | 0 | 0 | 0 | 0 | 0 | 0 | 0
Region | Technology | 2021-22 | 2022-23 | 2023-24 | 2024-25 | 2025-26 | 2026-27 | 2027-28 | 2028-29 | 2029-30 | 2030-31 | 2031-32 | 2032-33 | 2033-34 | 2034-35 | 2035-36 | 2036-37 | 2037-38 | 2038-39 | 2039-40 | 2040-41 | 2041-42 | 2042-43 | 2043-44 | 2044-45 | 2045-46
QLD1 | Black Coal | 0 | 0 | 0 | 5369.9854 | 58084.6177 | 0.024551 | 578.4681 | 0 | 0.00039575 | 3.8104e-05 | 6.5194e-06 | 1.1948e-05 | 5.033e-06 | 0 | 1.7347e-06 | 0 | 0 | 0 | 0 | 0 | 0 | 0 | 2.2677e-06 | 0.00064105 | 1.2616e-06
QLD1 | Brown Coal | 0 | 0 | 0 | 0 | 0 | 0 | 0 | 0 | 0 | 0 | 0 | 0 | 0 | 0 | 0 | 0 | 0 | 0 | 0 | 0 | 0 | 0 | 0 | 0 | 0
QLD1 | CCGT | 0 | 0 | 0 | 0 | 0 | 0 | 0 | 0 | 0 | 0 | 0 | 0 | 0 | 0 | 0 | 0 | 0 | 0 | 0 | 0 | 0 | 0 | 0 | 0 | 0
QLD1 | Gas - Steam | 0 | 0 | 0 | 0 | 0 | 0 | 0 | 0 | 0 | 0 | 0 | 0 | 0 | 0 | 0 | 0 | 0 | 0 | 0 | 0 | 0 | 0 | 0 | 0 | 0
QLD1 | OCGT / Diesel | 0 | 0 | 0 | 0 | 0 | 0 | 0 | 0 | 0 | 0 | 0 | 0 | 0 | 0 | 0 | 0 | 0 | 0 | 0 | 0 | 0 | 0 | 0 | 0 | 0
QLD1 | Hydro | 0 | 0 | 0 | 0 | 0 | 0 | 0 | 0 | 0 | 0 | 0 | 0 | 0 | 0 | 0 | 0 | 0 | 0 | 0 | 0 | 0 | 0 | 0 | 0 | 0
QLD1 | Wind | 0 | 0 | 0 | 0 | 0 | 0 | 0 | 0 | 0 | 0 | 0 | 0 | 0 | 0 | 0 | 0 | 0 | 0 | 0 | 0 | 0 | 0 | 0 | 0 | 0
QLD1 | Solar PV | 0 | 0 | 0 | 0 | 0 | 0 | 0 | 0 | 0 | 0 | 0 | 0 | 0 | 0 | 0 | 0 | 0 | 0 | 0 | 0 | 0 | 0 | 0 | 0 | 0
QLD1 | LS Battery | 0 | 0 | 0 | 0 | 0 | 0 | 0 | 0 | 0 | 0 | 0 | 0 | 0 | 0 | 0 | 0 | 0 | 0 | 0 | 0 | 0 | 0 | 0 | 0 | 0
QLD1 | Pumped Hydro | 0 | 0 | 0 | 0 | 0 | 0 | 0 | 0 | 0 | 0 | 0 | 0 | 0 | 0 | 0 | 0 | 0 | 0 | 0 | 0 | 0 | 0 | 0 | 0 | 0
QLD1 | VPP | 0 | 0 | 0 | 0 | 0 | 0 | 0 | 0 | 0 | 0 | 0 | 0 | 0 | 0 | 0 | 0 | 0 | 0 | 0 | 0 | 0 | 0 | 0 | 0 | 0
Total excluding storage |  | 0 | 0 | 0 | 5369.9854 | 58084.6177 | 0.024551 | 578.4681 | 0 | 0.00039575 | 3.8104e-05 | 6.5194e-06 | 1.1948e-05 | 5.033e-06 | 0 | 1.7347e-06 | 0 | 0 | 0 | 0 | 0 | 0 | 0 | 2.2677e-06 | 0.00064105 | 1.2616e-06
Region | Technology | 2021-22 | 2022-23 | 2023-24 | 2024-25 | 2025-26 | 2026-27 | 2027-28 | 2028-29 | 2029-30 | 2030-31 | 2031-32 | 2032-33 | 2033-34 | 2034-35 | 2035-36 | 2036-37 | 2037-38 | 2038-39 | 2039-40 | 2040-41 | 2041-42 | 2042-43 | 2043-44 | 2044-45 | 2045-46
VIC1 | Black Coal | 0 | 0 | 0 | 0 | 0 | 0 | 0 | 0 | 0 | 0 | 0 | 0 | 0 | 0 | 0 | 0 | 0 | 0 | 0 | 0 | 0 | 0 | 0 | 0 | 0
VIC1 | Brown Coal | 0 | 0 | 0 | 37275.8915 | 8301.6816 | 0.0033863 | 10016.1163 | 4626.8627 | 0 | 0 | 0 | 0 | 0 | 0 | 0 | 0 | 0 | 4594.037 | 0 | 0 | 0 | 0 | 1.9463e-06 | 5.9017e-06 | 1799.8084
VIC1 | CCGT | 0 | 0 | 0 | 0 | 0 | 0 | 0 | 0 | 0 | 0 | 0 | 0 | 0 | 0 | 0 | 0 | 0 | 0 | 0 | 0 | 0 | 0 | 0 | 0 | 0
VIC1 | Gas - Steam | 0 | 0 | 0 | 0 | 0 | 0 | 0 | 0 | 0 | 0 | 0 | 0 | 0 | 0 | 0 | 0 | 0 | 0 | 0 | 0 | 0 | 0 | 0 | 0 | 0
VIC1 | OCGT / Diesel | 0 | 0 | 0 | 0 | 0 | 0 | 0 | 0 | 0 | 0 | 0 | 0 | 0 | 0 | 0 | 0 | 0 | 0 | 0 | 0 | 0 | 0 | 0 | 0 | 0
VIC1 | Hydro | 0 | 0 | 0 | 0 | 0 | 0 | 0 | 0 | 0 | 0 | 0 | 0 | 0 | 0 | 0 | 0 | 0 | 0 | 0 | 0 | 0 | 0 | 0 | 0 | 0
VIC1 | Wind | 0 | 0 | 0 | 0 | 0 | 0 | 0 | 0 | 0 | 0 | 0 | 0 | 0 | 0 | 0 | 0 | 0 | 0 | 0 | 0 | 0 | 0 | 0 | 0 | 0
VIC1 | Solar PV | 0 | 0 | 0 | 0 | 0 | 0 | 0 | 0 | 0 | 0 | 0 | 0 | 0 | 0 | 0 | 0 | 0 | 0 | 0 | 0 | 0 | 0 | 0 | 0 | 0
VIC1 | LS Battery | 0 | 0 | 0 | 0 | 0 | 0 | 0 | 0 | 0 | 0 | 0 | 0 | 0 | 0 | 0 | 0 | 0 | 0 | 0 | 0 | 0 | 0 | 0 | 0 | 0
VIC1 | Pumped Hydro | 0 | 0 | 0 | 0 | 0 | 0 | 0 | 0 | 0 | 0 | 0 | 0 | 0 | 0 | 0 | 0 | 0 | 0 | 0 | 0 | 0 | 0 | 0 | 0 | 0
VIC1 | VPP | 0 | 0 | 0 | 0 | 0 | 0 | 0 | 0 | 0 | 0 | 0 | 0 | 0 | 0 | 0 | 0 | 0 | 0 | 0 | 0 | 0 | 0 | 0 | 0 | 0
Total excluding storage |  | 0 | 0 | 0 | 37275.8915 | 8301.6816 | 0.0033863 | 10016.1163 | 4626.8627 | 0 | 0 | 0 | 0 | 0 | 0 | 0 | 0 | 0 | 4594.037 | 0 | 0 | 0 | 0 | 1.9463e-06 | 5.9017e-06 | 1799.8084
Region | Technology | 2021-22 | 2022-23 | 2023-24 | 2024-25 | 2025-26 | 2026-27 | 2027-28 | 2028-29 | 2029-30 | 2030-31 | 2031-32 | 2032-33 | 2033-34 | 2034-35 | 2035-36 | 2036-37 | 2037-38 | 2038-39 | 2039-40 | 2040-41 | 2041-42 | 2042-43 | 2043-44 | 2044-45 | 2045-46
SA1 | Black Coal | 0 | 0 | 0 | 0 | 0 | 0 | 0 | 0 | 0 | 0 | 0 | 0 | 0 | 0 | 0 | 0 | 0 | 0 | 0 | 0 | 0 | 0 | 0 | 0 | 0
SA1 | Brown Coal | 0 | 0 | 0 | 0 | 0 | 0 | 0 | 0 | 0 | 0 | 0 | 0 | 0 | 0 | 0 | 0 | 0 | 0 | 0 | 0 | 0 | 0 | 0 | 0 | 0
SA1 | CCGT | 0 | 0 | 0 | 0 | 0 | 0 | 0 | 0 | 0 | 0 | 0 | 0 | 0 | 0 | 0 | 0 | 0 | 0 | 0 | 0 | 0 | 0 | 0 | 0 | 0
SA1 | Gas - Steam | 0 | 0 | 0 | 0 | 0 | 0 | 0 | 0 | 0 | 0 | 0 | 0 | 0 | 0 | 0 | 0 | 0 | 0 | 0 | 0 | 0 | 0 | 0 | 0 | 0
SA1 | OCGT / Diesel | 0 | 0 | 0 | 0 | 0 | 0 | 0 | 0 | 0 | 0 | 0 | 0 | 0 | 0 | 0 | 0 | 0 | 0 | 0 | 0 | 0 | 0 | 0 | 0 | 0
SA1 | Hydro | 0 | 0 | 0 | 0 | 0 | 0 | 0 | 0 | 0 | 0 | 0 | 0 | 0 | 0 | 0 | 0 | 0 | 0 | 0 | 0 | 0 | 0 | 0 | 0 | 0
SA1 | Wind | 0 | 0 | 0 | 0 | 0 | 0 | 0 | 0 | 0 | 0 | 0 | 0 | 0 | 0 | 0 | 0 | 0 | 0 | 0 | 0 | 0 | 0 | 0 | 0 | 0
SA1 | Solar PV | 0 | 0 | 0 | 0 | 0 | 0 | 0 | 0 | 0 | 0 | 0 | 0 | 0 | 0 | 0 | 0 | 0 | 0 | 0 | 0 | 0 | 0 | 0 | 0 | 0
SA1 | LS Battery | 0 | 0 | 0 | 0 | 0 | 0 | 0 | 0 | 0 | 0 | 0 | 0 | 0 | 0 | 0 | 0 | 0 | 0 | 0 | 0 | 0 | 0 | 0 | 0 | 0
SA1 | Pumped Hydro | 0 | 0 | 0 | 0 | 0 | 0 | 0 | 0 | 0 | 0 | 0 | 0 | 0 | 0 | 0 | 0 | 0 | 0 | 0 | 0 | 0 | 0 | 0 | 0 | 0
SA1 | VPP | 0 | 0 | 0 | 0 | 0 | 0 | 0 | 0 | 0 | 0 | 0 | 0 | 0 | 0 | 0 | 0 | 0 | 0 | 0 | 0 | 0 | 0 | 0 | 0 | 0
Total excluding storage |  | 0 | 0 | 0 | 0 | 0 | 0 | 0 | 0 | 0 | 0 | 0 | 0 | 0 | 0 | 0 | 0 | 0 | 0 | 0 | 0 | 0 | 0 | 0 | 0 | 0
Region | Technology | 2021-22 | 2022-23 | 2023-24 | 2024-25 | 2025-26 | 2026-27 | 2027-28 | 2028-29 | 2029-30 | 2030-31 | 2031-32 | 2032-33 | 2033-34 | 2034-35 | 2035-36 | 2036-37 | 2037-38 | 2038-39 | 2039-40 | 2040-41 | 2041-42 | 2042-43 | 2043-44 | 2044-45 | 2045-46
TAS1 | Black Coal | 0 | 0 | 0 | 0 | 0 | 0 | 0 | 0 | 0 | 0 | 0 | 0 | 0 | 0 | 0 | 0 | 0 | 0 | 0 | 0 | 0 | 0 | 0 | 0 | 0
TAS1 | Brown Coal | 0 | 0 | 0 | 0 | 0 | 0 | 0 | 0 | 0 | 0 | 0 | 0 | 0 | 0 | 0 | 0 | 0 | 0 | 0 | 0 | 0 | 0 | 0 | 0 | 0
TAS1 | CCGT | 0 | 0 | 0 | 0 | 0 | 0 | 0 | 0 | 0 | 0 | 0 | 0 | 0 | 0 | 0 | 0 | 0 | 0 | 0 | 0 | 0 | 0 | 0 | 0 | 0
TAS1 | Gas - Steam | 0 | 0 | 0 | 0 | 0 | 0 | 0 | 0 | 0 | 0 | 0 | 0 | 0 | 0 | 0 | 0 | 0 | 0 | 0 | 0 | 0 | 0 | 0 | 0 | 0
TAS1 | OCGT / Diesel | 0 | 0 | 0 | 0 | 0 | 0 | 0 | 0 | 0 | 0 | 0 | 0 | 0 | 0 | 0 | 0 | 0 | 0 | 0 | 0 | 0 | 0 | 0 | 0 | 0
TAS1 | Hydro | 0 | 0 | 0 | 0 | 0 | 0 | 0 | 0 | 0 | 0 | 0 | 0 | 0 | 0 | 0 | 0 | 0 | 0 | 0 | 0 | 0 | 0 | 0 | 0 | 0
TAS1 | Wind | 0 | 0 | 0 | 0 | 0 | 0 | 0 | 0 | 0 | 0 | 0 | 0 | 0 | 0 | 0 | 0 | 0 | 0 | 0 | 0 | 0 | 0 | 0 | 0 | 0
TAS1 | Solar PV | 0 | 0 | 0 | 0 | 0 | 0 | 0 | 0 | 0 | 0 | 0 | 0 | 0 | 0 | 0 | 0 | 0 | 0 | 0 | 0 | 0 | 0 | 0 | 0 | 0
TAS1 | LS Battery | 0 | 0 | 0 | 0 | 0 | 0 | 0 | 0 | 0 | 0 | 0 | 0 | 0 | 0 | 0 | 0 | 0 | 0 | 0 | 0 | 0 | 0 | 0 | 0 | 0
TAS1 | Pumped Hydro | 0 | 0 | 0 | 0 | 0 | 0 | 0 | 0 | 0 | 0 | 0 | 0 | 0 | 0 | 0 | 0 | 0 | 0 | 0 | 0 | 0 | 0 | 0 | 0 | 0
TAS1 | VPP | 0 | 0 | 0 | 0 | 0 | 0 | 0 | 0 | 0 | 0 | 0 | 0 | 0 | 0 | 0 | 0 | 0 | 0 | 0 | 0 | 0 | 0 | 0 | 0 | 0
Total excluding storage |  | 0 | 0 | 0 | 0 | 0 | 0 | 0 | 0 | 0 | 0 | 0 | 0 | 0 | 0 | 0 | 0 | 0 | 0 | 0 | 0 | 0 | 0 | 0 | 0 | 0

## Option3C_REZ Tx Cost
REZ transmission expansion cost by region ($000s) - HumeLink Option 3C, Fast Change Scenario
REZ Expansion | Real June 2019 dollars discounted to June 2021. As with the total capital costs, the REZ transmission expansion costs are annualised for modelling purposes.
Explicitly modelled generation
Region | Technology | 2021-22 | 2022-23 | 2023-24 | 2024-25 | 2025-26 | 2026-27 | 2027-28 | 2028-29 | 2029-30 | 2030-31 | 2031-32 | 2032-33 | 2033-34 | 2034-35 | 2035-36 | 2036-37 | 2037-38 | 2038-39 | 2039-40 | 2040-41 | 2041-42 | 2042-43 | 2043-44 | 2044-45 | 2045-46
NSW1 | Transmission | 0.1617 | 0.78451 | 0.071665 | 0.18834 | 0.12526 | 0.0039369 | 0.0045654 | 0.0074706 | 134314.3962 | 0.0065381 | 0.0053458 | 0.021417 | 0.0063253 | 0.020562 | 75390.6803 | 0.016538 | 0.031576 | 3973.7655 | 0.03198 | 0.032863 | 18186.7765 | 39061.7368 | 0.018528 | 0.0028412 | 0.00308
QLD1 | Transmission | 0.13679 | 0.6477 | 0.059003 | 0.038572 | 0.22935 | 0.25901 | 0.023638 | 0.37793 | 0.0059879 | 0.017224 | 0.10561 | 0.22325 | 0.014991 | 42999.5366 | 8050.0664 | 0.022677 | 562339.7363 | 0.0078858 | 0.0039218 | 0.22527 | 9595.0636 | 55113.5164 | 23156.5991 | 12794.2882 | 34932.1145
VIC1 | Transmission | 0.047719 | 0.0013918 | 0.0020399 | 0.0020166 | 0.00082911 | 0.00041233 | 0.0012528 | 0.0031981 | 0.0020081 | 0.002167 | 0.00094443 | 0.0021626 | 0.0012209 | 0.0011628 | 0.00082965 | 0.0016824 | 6788.1039 | 2978.3762 | 4402.166 | 2202.1358 | 5215.7755 | 19843.0219 | 0.0027579 | 0.00023457 | 265.8478
SA1 | Transmission | 0.10185 | 0.60722 | 0.14756 | 0.050096 | 0.082311 | 0.11571 | 0.033184 | 1.144 | 0.055001 | 0.030457 | 0.056524 | 0.35427 | 0.035771 | 0.07961 | 2633.3748 | 11044.2926 | 30471.7938 | 30010.8471 | 4336.6529 | 0.012262 | 0.023314 | 0.0081718 | 0.04073 | 1310.3862 | 1104.0471
TAS1 | Transmission | 0 | 0.0029921 | 0.00076983 | 0.00061103 | 0.00062458 | 0.00024372 | 0.00010359 | 0.0013323 | 0.00055025 | 0.00087694 | 0.00070148 | 0.0012354 | 0.00041162 | 8.218e-05 | 0.00027279 | 0.00023306 | 0.00047931 | 0.00040745 | 0.00039839 | 0.00018563 | 0.00047367 | 0.00019292 | 9.3034e-05 | 0.00015968 | 8.0404e-05
NEM | Total | 0.44806 | 2.0438 | 0.28103 | 0.27964 | 0.43838 | 0.37932 | 0.062743 | 1.5339 | 134314.4598 | 0.057263 | 0.16913 | 0.60234 | 0.058719 | 42999.638 | 86074.1226 | 11044.3338 | 599599.666 | 36962.997 | 8738.8552 | 2202.4064 | 32997.6394 | 114018.2834 | 23156.6612 | 14104.6776 | 36302.0126

## Option3C_USE+DSP Cost
USE & DSP cost by region ($000s) - HumeLink Option 3C, Fast Change Scenario
USE & DSP | Real June 2019 dollars discounted to June 2021
Explicitly modelled generation
Region | Technology | 2021-22 | 2022-23 | 2023-24 | 2024-25 | 2025-26 | 2026-27 | 2027-28 | 2028-29 | 2029-30 | 2030-31 | 2031-32 | 2032-33 | 2033-34 | 2034-35 | 2035-36 | 2036-37 | 2037-38 | 2038-39 | 2039-40 | 2040-41 | 2041-42 | 2042-43 | 2043-44 | 2044-45 | 2045-46
NSW1 | USE & DSP | 8.5457 | 0.90629 | 77634.4689 | 35907.8191 | 65466.8385 | 5664.5746 | 1.3133 | 7746.1956 | 0.92694 | 9.2198 | 0.92433 | 0.94128 | 3127.8922 | 25.6924 | 106.8389 | 10727.6046 | 38664.8922 | 27.7851 | 127.027 | 0.96427 | 11278.3166 | 4244.169 | 368.8302 | 6434.4394 | 502.1725
QLD1 | USE & DSP | 0.10937 | 0.1278 | 0.12825 | 2717.2373 | 8179.8131 | 26795.3174 | 0.13955 | 25631.6289 | 3108.5811 | 0.14049 | 724.8483 | 0.14264 | 162.531 | 5049.5754 | 30.504 | 1186.1273 | 7216.5653 | 131.4715 | 311.6197 | 0.14609 | 1293.3968 | 3334.6435 | 576.9122 | 7144.4488 | 2250.2327
VIC1 | USE & DSP | 0.1535 | 6671.9582 | 0.15364 | 2975.0161 | 24.1719 | 5833.5194 | 2136.5587 | 2282.557 | 0.15832 | 17707.8218 | 0.15616 | 0.15951 | 2491.5685 | 26.8434 | 98.6189 | 0.15848 | 7480.76 | 0.16228 | 2665.7198 | 0.16226 | 5247.8297 | 0.16436 | 819.4827 | 905.1081 | 720.8953
SA1 | USE & DSP | 0.13076 | 0.12818 | 251.2243 | 0.13125 | 27.402 | 720.1694 | 10.8823 | 432.9502 | 0.13402 | 0.1338 | 0.13288 | 0.13535 | 0.13527 | 29.7066 | 147.4336 | 761.9778 | 13573.5679 | 0.1387 | 56.6022 | 19.7637 | 708.7156 | 0.14065 | 840.6176 | 971.1948 | 903.1513
TAS1 | USE & DSP | 0.10497 | 0.10116 | 0.10463 | 0.10589 | 0.10399 | 0.10485 | 0.1055 | 0.10482 | 0.10531 | 0.10686 | 0.10483 | 0.10837 | 0.10714 | 0.10616 | 0.10737 | 0.10566 | 0.10718 | 0.10783 | 32.0004 | 0.10499 | 52.4124 | 0.10847 | 75.9752 | 138.6176 | 20.0099
NEM | Total | 9.0443 | 6673.2216 | 77886.0797 | 41600.3096 | 73698.3296 | 39013.6858 | 2148.9993 | 36093.4365 | 3109.9057 | 17717.4227 | 726.1665 | 1.4872 | 5782.2342 | 5131.924 | 383.5028 | 12675.9737 | 66935.8926 | 159.6654 | 3192.969 | 21.1414 | 18580.6711 | 7579.226 | 2681.8179 | 15593.8087 | 4396.4617